## Info
Department of Health
Sustainability, Engineering and Estate Safety
Current Status of Estates and Facilities Guidance Documents
Revision | Description | Date
0 | First Issue | 2020-01-22
1 | HBN 14-02 & HBN 15-02 Added, HTM 03-01 Parts A & B Updated | 2021-06-28
2 | PEL(95)25 & PEL(98)01 Added | 2022-05-10
3 | Communication reference HSC(SQSD)03/07 added to HTM 01-06, PEL(13)15 status clarified | 2023-01-26
4 | HBN 16-01 Added | 2023-06-09
5 | NI Addenda (Testing and Commissioning) to Decontamination Guidance HTM 01-01/06 Added | 2023-09-21
6 | NETB/2023/1A, 1B, 2 Added, HBN 00-10 Part E Added, HTM 06-02, 06-03, 07-01 Updated | 2023-11-10
7 | HBN 03-01 Supplement 1 and HBN 03-02 Supplement 1 Added | 2023-11-28
8 | HTM 05 -03 Pt A, B , HBN 14-02 and HBN 15-02, HBN 04-01 Supplement 1 all updated to reflect current status | 2024-10-25
9 | NHS Estates Technical Bulletin (NETB) No 2024/3 | 2025-02-26
10 | Revision to NIHTM number for fire risk assessment in residential care premises | 2025-03-21
11 | General Amendments and addition of PEL 24/04 Space Standards | 2025-04-17
12 | Archiving of NI HTM 81 to align with the HTM 05 series of documents | 2026-01-30
13 | PEL(26)01 - HTM 05-01 update | 2026-02-17
Abbreviations
IID | Infrastructure Investment directorate - Department of Health
HEIG | Health Estates Investment Group
PEL | Professional Estates Letter
HE | Health Estates - Department of Health
Status | Definition | Periodically | Available on:
|  | reviewed & updated | www.england.nhs.uk
or by emailing:
HealthEstates@health-ni.gov.uk
Current | In use | ü | ü
Extant | Outdated but the latest publication on subject | û | ü
Archived | Superseded and / or withdrawn due to being replaced by, or in conflict with, current publication | û | û
Review | Under review - contact business area for current status | û | û
click on 'List' worksheet tab to view current status of Policy and Guidance documents

## List
Issuing Communication | [5 empty] | Associated Policy / Guidance |  |  |  |  | 2026-02-17 | Rev. | 13
# | Type | Year | No. | Sec. | Published Date | Type | Area | Section | Part / Vol. | Published Date | Title / Description | Status | Owner
1 | PEL | 24 | 5 |  | 2025-02-25 | NETB |  | 2023 | 3 | 2024-08-27 | Designing safe spaces for patients at high risk of infection from nontuberculous mycobacteria and other waterborne pathogens | current | HE
2 | PEL | 24 | 4 |  | 2024-11-11 |  |  |  |  | 2024-11-11 | Administrative support spaces in Acute,Community and Administrative spaces | current | HE
3 | [5 empty] | NETB |  | 2023 | 1A | 2023-05-09 | Application of HEPA filter devices for air cleaning in healthcare spaces: guidance and standards | current | HE
4 | [5 empty] | NETB |  | 2023 | 1B | 2023-05-09 | Application of ultraviolet (UVC) devices for air cleaning in occupied healthcare spaces: guidance and standards | current | HE
5 | [5 empty] | NETB |  | 2023 | 2 | 2023-08-30 | Risks of electrical batteries for the NHS Estate | current | HE
6 | [5 empty] | HBN | 00 | 01 |  | 2014-06-03 | General design guidance for healthcare buildings | current | HE
7 | [5 empty] | HBN | 00 | 02 |  | 2016-05-25 | Sanitary spaces | current | HE
8 | [5 empty] | HBN | 00 | 03 |  | 2013-03-20 | Clinical and clinical support spaces | current | HE
9 | [5 empty] | HBN | 00 | 04 |  | 2013-04-16 | Circulation and communication spaces | current | HE
10 | [5 empty] | HBN | 00 | 07 |  | 2014-04-30 | Planning for a resilient healthcare estate | current | HE
11 | [5 empty] | HBN | 00 | 08 | A | 2014-11-04 | Strategic framework for the efficient management of healthcare estates and facilities | current | IID
12 | [5 empty] | HBN | 00 | 08 | B | 2014-11-04 | Strategic framework for the efficient management of healthcare estates and facilities - Supplementary Information | current | IID
13 | [5 empty] | HBN | 00 | 09 |  | 2013-03-26 | Infection control in the built environment | current | HE
14 | [5 empty] | HBN | 00 | 10 |  | 2013-12-30 | Design for flooring, walls, ceilings, sanitary ware and windows | current | HE
15 | [5 empty] | HBN | 00 | 10 | A | 2013-03-20 | Design for Flooring | current | HE
16 | [5 empty] | HBN | 00 | 10 | B | 2013-03-20 | Design for Walls and ceilings | current | HE
17 | [5 empty] | HBN | 00 | 10 | C | 2013-03-20 | Design for Sanitary assemblies | current | HE
18 | [5 empty] | HBN | 00 | 10 | D | 2013-03-20 | Design for Windows and associated hardware | current | HE
19 | [5 empty] | HBN | 00 | 10 | E | 2023-10-12 | Curtains and Tracking | current | HE
20 | [5 empty] | HBN | 01 | 01 |  | 2013-04-02 | Cardiac facilities | current | HE
21 | [5 empty] | HBN | 02 | 01 |  | 2013-04-02 | Cancer treatment facilities | current | HE
22 | [5 empty] | HBN | 03 | 01 |  | 2013-03-20 | Adult acute mental health units | current | HE
23 | [5 empty] | HBN | 03 | 01 | Sup.1 | 2023-11-13 | Medium and low secure mental health facilities for adults | current | HE
24 | [5 empty] | HBN | 03 | 02 |  | 2017-06-30 | Facilities for child and adolescent mental health services (CAMHS) | current | HE
25 | [5 empty] | HBN | 03 | 02 | Sup.1 | 2023-11-13 | Medium and low secure mental health facilities for children and young people | current | HE
26 | [5 empty] | HBN | 04 | 01 |  | 2013-04-02 | Adult in-patient facilities | current | HE
27 | HE1 24 549406 |  |  |  |  | HBN | 04 | 01 | Sup.1 | 2024-07-24 | Special Ventilated Isolation Facilities for Patients in Acute Settings | current | HE
28 | [5 empty] | HBN | 04 | 02 |  | 2013-03-20 | Critical care units | current | HE
29 | [5 empty] | HBN | 6 |  | Vol.1 | 2001-11-08 | Facilities for diagnostic imaging and interventional radiology | current | HE
30 | [5 empty] | HBN | 6 |  | Vol.2 | 2003-07-09 | Diagnostic imaging: PACS and specialist imaging | current | HE
31 | [5 empty] | HBN | 07 | 01 |  | 2013-03-20 | Satellite dialysis unit | current | HE
32 | [5 empty] | HBN | 07 | 02 |  | 2013-03-20 | Main renal unit | current | HE
33 | [5 empty] | HBN | 08 | 02 |  | 2015-03-25 | Dementia-friendly Health and Social Care Environments | current | HE
34 | [5 empty] | HBN | 09 | 02 |  | 2013-03-20 | Maternity care facilities | current | HE
35 | [5 empty] | HBN | 09 | 03 |  | 2013-04-02 | Neonatal units | current | HE
36 | [5 empty] | HBN | 10 | 02 |  | 2007-05-01 | Day surgery facilities | current | HE
37 | [5 empty] | HBN | 11 | 01 |  | 2013-03-20 | Facilities for primary and community care services | current | HE
38 | [5 empty] | HBN | 11 | 01 | Sup.A | 2009-12-16 | Resilience and emergency planning in primary and community care - Supplement A | current | HE
39 | [5 empty] | HBN | 12 |  |  | 2004-01-01 | Out-patients department | current | HE
40 | [5 empty] | HBN | 12 | 01 | A | 2007-09-01 | Consulting, examination and treatment facilities | current | HE
41 | [5 empty] | HBN | 13 |  |  | 2004-01-02 | Sterile Services Department | current | HE
42 | [5 empty] | HBN | 14 | 01 |  | 2013-03-30 | Pharmacy and radiopharmacy facilities | current | HE
43 | HE1/24/399489 |  |  |  |  | HBN | 14 | 02 |  | 2024-01-31 | Medicines storage in clinical areas | current | HE
44 | [5 empty] | HBN | 15 |  |  | 2005-04-28 | Facilities for pathology services | current | HE
45 | [5 empty] | HBN | 15 | 01 |  | 2013-06-11 | Accident & emergency departments Planning and design guidance | current | HE
46 | HE1/24/399489 |  |  |  |  | HBN | 15 | 02 |  | 2024-01-31 | Facilities for same day emergency care/ambulatory emergency care | current | HE
47 | [5 empty] | HBN | 16 | 01 |  | 2023-05-10 | Facilities for mortuaries, including body stores and post-mortem services | current | HE
48 | [5 empty] | HBN | 23 |  |  | 2004-01-01 | Hospital accommodation for children and young people | current | HE
49 | [5 empty] | HBN | 26 |  | Vol.1 | 2004-01-02 | Facilities for surgical procedures: Volume 1 | current | HE
50 | [5 empty] | HTM | 00 |  |  | 2014-04-01 | Policies and principles of healthcare engineering | current | HE
51 | [5 empty] | As titled |  |  |  | 2010-10-01 | Biodiversity and Land Management Guidance 2010 | current | HE
52 | [5 empty] | As titled |  |  |  | 2010-10-01 | Sustainable Development Design Brief - Version 6 - Volume 1 - Best Practice | current | HE
53 | [5 empty] | As titled |  |  |  | 2012-07-01 | Sustainable Development Design Brief - Version 7 - Volume 2A - Reports for Projects <£2m | current | HE
54 | [5 empty] | As titled |  |  |  | 2012-03-01 | Sustainable Development Design Brief - Version 7 - Volume 2B - Reports for Projects >£2m | current | HE
55 | HSC(SQSD) | 04 | 17 |  |  | HTM | 01 | 01 | A | 2016-07-08 | Management and decontamination of surgical instruments (medical devices) used in acute care - Management and provision | current | HE
56 | HSC(SQSD) | 04 | 17 |  |  | HTM | 01 | 01 | B | 2016-07-08 | Management and decontamination of surgical instruments (medical devices) used in acute care - Common elements | current | HE
57 | HSC(SQSD) | 04 | 17 |  |  | HTM | 01 | 01 | C | 2016-07-08 | Management and decontamination of surgical instruments (medical devices) used in acute care - Steam sterilization | current | HE
58 | HSC(SQSD) | 04 | 17 |  |  | HTM | 01 | 01 | D | 2016-07-08 | Management and decontamination of surgical instruments (medical devices) used in acute care - Washer-disinfectors | current | HE
59 | HSC(SQSD) | 04 | 17 |  |  | HTM | 01 | 01 | E | sw | Management and decontamination of surgical instruments (medical devices) used in acute care - Alternatives to steam for the sterilization of reusable medical devices | current | HE
60 | PEL | 24 | 2 | [6 empty] | 2024-10-17 | Update to Best Practice for the Decontamination of Specialist Probes | current | HE
61 | PEL | 24 | 3 |  | 2024-10-08 |  |  |  |  | 2024-10-08 | Decontamination of Reusable Surgical Instruments [NI Policy] | current | HE
62 | HSC(SQSD) | 04 | 17 |  | 2017-03-01 | HTM | 01 | 01 |  | 2016-07-08 | Management and Decontamination of Surgical Instruments (NI Addendum to HTM 01-01) | current | HE
63 | NI Addendum: NI / HTM 01-01 |  | Equipment Periodic Testing | v5 | 2022-01-01 | HTM | 01 | 01 |  | 2016-07-08 | Periodic testing of Sterile Services Department (SSD): - Washer Disinfectors (WD) - Ultrasonic cleaners (UC) - Porous load sterilisers (PLS) | Current | HE
64 | NI Addendum: NI / Washer Disinfectors / Comm / 01 |  | Equipment Commissioning | v1 | 2020-03-01 | HTM | 01 | 01 |  | 2016-07-08 | Commissioning requirements for: - Washer Disinfectors (WD) | Current | HE
65 | NI Addendum: NI / Ultrasonic Cleaners / Comm / 01 |  | Equipment Commissioning | v1 | 2020-03-01 | HTM | 01 | 01 |  | 2016-07-08 | Commissioning requirements for: - Ultrasonic Cleaners (UC) | Current | HE
66 | NI Addendum: NI / Porous Load Sterilisers / Comm / 01 |  | Equipment Commissioning | v1 | 2020-03-01 | HTM | 01 | 01 |  | 2016-07-08 | Commissioning requirements for: - Porous Load Sterilisers (PLS) | Current | HE
67 | NI Addendum: NI / Testing Requirements |  | Water, Steam and Microbiological Testing | v5 | 2022-01-01 | HTM | 01 | 01 / 06 |  | 08/07/2016 30/06/2016 | Water testing requirements specific to: - Endoscope Washer Disinfectors (EWD) - Washer Disinfectors (WD) - Reverse Osmosis (RO) water treatment plants - HTM 01-01 / 06 Microbiological testing of: - Endoscope Washer Disinfectors (EWD) - Controlled Environment Storage Cabinets (CESC) Steam quality and clean steam analysis testing requirements to HTM 01-01 | Current | HE
68 | NI Addendum: NI / Repair |  | Equipment Testing after Repair | v4 | 2022-01-01 | HTM | 01 | 01 / 06 |  | 08/07/2016 30/06/2016 | Tests Required Following Component Replacement on Various Types of Decontamination Equipment | Current | HE
69 | 3w0 |  |  |  |  | HTM | 2010 |  | Pt.1 |  | Part 1: Sterilization. Management policy | archived | HE
70 | [5 empty] | HTM | 2010 |  | Pt.2 |  | Part 2: Design Considerations | archived | HE
71 | [5 empty] | HTM | 2010 |  | Pt.3 |  | Part 3: Sterilization. Validation and verification | archived | HE
72 | [5 empty] | HTM | 2010 |  | Pt.4+6 |  | Part 4: Operational management & Part 6: Testing and validation protocols (current for Lab Sterilisers only) | current | HE
73 | [5 empty] | HTM | 2010 |  | Pt.5 |  | Part 5: Good Practice guide | archived | HE
74 | [5 empty] | HTM | 2030 |  | Pt.1 |  | Part 1: Operational Management | archived | HE
75 | [5 empty] | HTM | 2030 |  | Pt.2 |  | Part 2: Design Considerations | archived | HE
76 | [5 empty] | HTM | 2030 |  | Pt.3 |  | Part 3: Validation and Verification (current for Waher Disinfectors for Human Waste Containers WD/HWC's only) | current | HE
77 | [5 empty] | HTM | 01 | 05 |  | 2009-01-01 | Guidance on Decontamination in Primary Care Dental Practices - Interim Guidance for the Cleaning of Dental Hand Pieces [issued under PEL(13)13] | current | HE
78 | [5 empty] | HTM | 01 | 05 | Toolkit | 2009-08-21 | Local self-assessment audit for assessing implementation of HTM 01-05 | current | HE
79 | HSC(SQSD) | 03 | 17 |  | 2017-02-27 | HTM | 01 | 06 |  | 2016-06-30 | Management and decontamination of flexible endoscopes | current | HE
80 | HSC(SQSD) | 03 | 17 |  | 2017-02-27 | HTM | 01 | 06 | A | 2016-06-30 | Decontamination of flexible endoscopes Part A: Policy and management | current | HE
81 | HSC(SQSD) | 03 | 17 |  | 2017-02-27 | HTM | 01 | 06 | B | 2016-06-30 | Decontamination of flexible endoscopes Part B: Design and installation | current | HE
82 | HSC(SQSD) | 03 | 17 |  | 2017-02-27 | HTM | 01 | 06 | C | 2016-06-30 | Decontamination of flexible endoscopes Part C: Operational management | current | HE
83 | HSC(SQSD) | 03 | 17 |  | 2017-02-27 | HTM | 01 | 06 | D | 2016-06-30 | Decontamination of flexible endoscopes Part D: Validation and verification (including storage/drying cabinets) | current | HE
84 | HSC(SQSD) | 03 | 17 |  | 2017-02-27 | HTM | 01 | 06 | E | 2016-06-30 | Decontamination of flexible endoscopes Part E: Testing methods | current | HE
85 | NI Addendum: NI / HTM 01-06 |  | Equipment Periodic Testing | v6 | 2022-01-01 | HTM | 01 | 06 |  | 2016-06-30 | Periodic testing of: - Endoscope Washer Disinfectors (EWD) - Controlled Environment Storage Cabinets (CESC) | Current | HE
86 | NI Addendum: NI / HTM 01-06 / Comm / 01 |  | Equipment Commissioning | v1 | 2020-03-01 | HTM | 01 | 06 |  | 2016-06-30 | Commissioning requirements for: - Endoscope Washer Disinfectors (EWD) - Controlled Environment Storage Cabinets (CESC) | Current | HE
87 | NI Addendum: NI / Germitec / Comm / 01 |  | Equipment Commissioning | v1 | 2020-03-01 | HTM | 01 | 06 |  | 2016-06-30 | Commissioning requirements for: - Germitec UVC Disinfector | Current | HE
88 | NI Addendum: NI / SESS / Comm / 01 |  | Equipment Commissioning | v1 | 2020-03-01 | HTM | 01 | 06 |  | 2016-06-30 | Commissioning requirements for: - SureStore Endoscope Storage System | Current | HE
89 | NI Addendum: NI / Trophon / Comm / 01 |  | Equipment Commissioning | v1 | 2021-08-01 | HTM | 01 | 06 |  | 2016-06-30 | Commissioning requirements for: - Trophon ultrasound disinfection System | Current | HE
90 | [5 empty] | HTM | 02 | 01 | Pt.A | 2006-05-01 | Medical gas pipeline systems Part A: Design, installation, validation and verification | current | HE
91 | [5 empty] | HTM | 02 | 01 | Pt.B | 2006-05-01 | Medical gas pipeline systems Part B: Operational management | current | HE
92 | [5 empty] | HTM | 03 | 01 | Pt.A | 2021-06-22 | Specialised Ventilation for Healthcare Premises: Part A - Design and Validation | current | HE
93 | [5 empty] | HTM | 03 | 01 | Pt.B | 2021-06-22 | Specialised Ventilation for Healthcare Premises: Part B - Operational Management and Performance Verification | current | HE
94 | HSC(SQSD) | 06 | 17 |  | 2017-03-08 | HTM | 04 | 01 |  |  | Safe Water in Healthcare premises (notification of HTM) | current | HE
95 | HSC(SQSD) | 06 | 17 |  | 2017-03-08 | HTM | 04 | 01 | Pt.A | 2016-05-20 | Safe water in healthcare premises: Part A – Design, installation and commissioning | current | HE
96 | HSC(SQSD) | 06 | 17 |  | 2017-03-08 | HTM | 04 | 01 | Pt.B | 2016-05-20 | Safe water in healthcare premises – Part B: Operational management | current | HE
97 | HSC(SQSD) | 06 | 17 |  | 2017-03-08 | HTM | 04 | 01 | Pt.C | 2016-05-20 | Safe water in healthcare premises: Part C – Pseudomonas aeruginosa – advice for augmented care units | current | HE
98 | HSC(SQSD) | 06 | 17 |  |  | HTM | 04 | 01 | Pt.D | 2017-01-01 | Supplement Performance specification D 08: thermostatic mixing valves (healthcare premises) | current | HE
99 | Letter HE1/18/25630 |  |  |  | 2018-02-13 | HTM | 05 | All |  | 2018-02-13 | Adoption of HTM 05-03 suite of documents and retention of NI HTM 81 (HE1/18/25630) | current | HE
100 | PEL | 26 | 1 |  | 2026-02-17 | HTM | 05 | 01 |  | 2026-02-13 | Health Technical Memorandum 05-01: Managing Healthcare Fire Safety | current | HE
101 | PEL | 24 | 1 |  | 2024-10-17 | HTM | 05 | 03 | Pt.A | 2024-03-12 | Fire safety measures for health sector buildings, Part A – General fire safety | current | HE
102 | PEL | 24 | 1 |  | 2024-10-17 | HTM | 05 | 03 | Pt.B | 2024-03-12 | Fire safety measures for health sector buildings, Part B – Fire detection and alarm systems | current | HE
103 | Letter HE1/18/25630 |  |  |  | 2018-02-13 | HTM | 05 | 03 | Pt.C | 2007-06-01 | Fire safety measures for health sector buildings, Part C – Textiles and furnishings | current | HE
104 | Letter HE1/18/25630 |  |  |  | 2018-02-13 | HTM | 05 | 03 | Pt.D | 2013-01-01 | Fire safety measures for health sector buildings, Part D – Commercial enterprises on hospital premises | current | HE
105 | Letter HE1/18/25630 |  |  |  | 2018-02-13 | HTM | 05 | 03 | Pt.E | 2006-08-01 | Fire safety measures for health sector buildings, Part E – Escape lifts in healthcare premises | current | HE
106 | Letter HE1/18/25630 |  |  |  | 2018-02-13 | HTM | 05 | 03 | Pt.F | 2013-01-01 | Fire safety measures for health sector buildings, Part F – Arson prevention in NHS premises | current | HE
107 | Letter HE1/18/25630 |  |  |  | 2018-02-13 | HTM | 05 | 03 | Pt.G | 2006-12-01 | Fire safety measures for health sector buildings, Part G – Laboratories on healthcare premises | current | HE
108 | Letter HE1/18/25630 |  |  |  | 2018-02-13 | HTM | 05 | 03 | Pt.H | 2013-01-01 | Fire safety measures for health sector buildings, Part H - Reducing false alarms in hospital premises | current | HE
109 | Letter HE1/18/25630 |  |  |  | 2018-02-13 | HTM | 05 | 03 | Pt.J | 2008-01-01 | Fire safety measures for health sector buildings, Part J – Guidance on fire engineering of healthcare premises | current | HE
110 | PEL | 24 | 1 |  | 2024-10-17 | HTM | 05 | 03 | Pt.K | 2024-03-12 | Fire safety measures for health sector buildings, Part K – Guidance on fire risk assessments in complex healthcare premises | current | HE
111 | Letter HE1/18/25630 |  |  |  | 2018-02-13 | HTM | 05 | 03 | Pt.M | 2013-01-01 | Fire safety measures for health sector buildings, Part M – Fire Safety in Atria | current | HE
112 | Letter HE1/18/25630 |  |  |  | 2018-02-13 | NIHTM | 84 |  |  |  | Fire risk assessment in residential care premises | current | HE
113 | Letter HE1/18/25630 |  |  |  | 2018-02-13 | NIHTM | 81 |  | Pt.2 | 2010-11-10 | Guidance on the fire engineering of healthcare premises | Archived | HE
114 | HSC(SQSD) | 18 | 17 |  | 2017-04-24 | HTM | 06 | 01 |  | 2017-04-11 | Electrical Services Supply and Distribution | current | HE
115 | [5 empty] | HTM | 06 | 02 |  | 2023-10-11 | Electrical safety guidance for low voltage systems | current | HE
116 | [5 empty] | HTM | 06 | 02 |  | 2023-10-11 | Electrical safety handbook | current | HE
117 | [5 empty] | HTM | 06 | 03 |  | 2023-10-11 | Electrical safety guidance for high voltage systems | current | HE
118 | [5 empty] | HTM | 07 | 01 |  | 2023-03-08 | Safe and sustainable management of healthcare waste | current | HE
119 | [5 empty] | HTM | 07 | 02 | Pt.A | 2015-03-25 | EnCO2de 2015 – making energy work in healthcare Environment and sustainability Part A: Policy and management | current | HE
120 | [5 empty] | HTM | 07 | 02 | Pt.B | 2015-03-25 | EnCO2de 2015 – making energy work in healthcare Environment and sustainability Part B: Procurement and energy considerations for new and existing building facilities | current | HE
121 | [5 empty] | HTM | 07 | 03 |  | 2015-12-03 | NHS car-parking management: environment and sustainability 2015 edition | current | IID
122 | [5 empty] | HTM | 07 | 04 |  | 2013-03-20 | Water management and water efficiency – best practice advice for the healthcare sector | current | HE
123 | [5 empty] | HTM | 07 | 07 |  | 2013-03-20 | Sustainable health and social care buildings | current | HE
124 | [5 empty] | HTM | 08 | 01 |  | 2013-03-19 | Acoustics | current | HE
125 | [5 empty] | HTM | 08 | 02 |  | 2016-06-03 | Lifts | current | HE
126 | [5 empty] | HTM | 08 | 03 |  | 2013-03-19 | Bedhead services | current | HE
127 | [5 empty] | HTM | 66 |  |  | 2005-01-01 | Cubicle curtain track | current | HE
128 | [5 empty] | HTM | 67 |  |  | 2005-01-01 | Laboratory fitting out system | current | HE
129 | NIA | 2015 | 001 |  | 2015-02-16 | [5 empty] | Reporting of medical device adverse incidents and near misses and disseminating alerts | archived | HE
130 | NIA | 2015 | 002 |  | 2015-02-16 | [5 empty] | Reporting of estates and facilities adverse incidents and near misses and disseminating alerts | archived | HE
131 | PEL | (13) | 19 |  | 2013-10-25 | HBN | 03 | 01 |  | 2013-03-20 | Adult Acute Mental Health Units | current | HE
132 | PEL | (13) | 18 |  | 2013-10-24 | HBN | 09 | 03 |  | 2013-04-02 | Neonatal Units | current | HE
133 | PEL | (13) | 17 |  | 2013-10-24 | HBN | 09 | 02 |  | 2013-03-20 | Maternity Care Facilities | current | HE
134 | PEL | (13) | 16 |  | 2013-10-17 | CFPP | 01 | 01 |  | 2013-01-01 | N.I. Addenda to CFPP 01-01 (Surgical Instruments / Medical Devices) & (Flexible Endoscopes) | archived | HE
135 | PEL | (13) | 15 |  | 2013-10-14 | CFPP | 01 | 06 |  | 2013-01-01 | Reprocessing of Flexible Endoscopes (NI) | archived | HE
136 | PEL | (13) | 15 |  | 2013-10-14 | Annex A |  |  |  | 2013-01-01 | Reprocessing of Flexible Endoscopes (NI) - Exemplar Layout for Endoscope Reprocessing | current | HE
137 | PEL | (13) | 14 |  | 2013-10-18 | HTM | 07 | 01 |  | 2013-03-20 | Safe Management of Healthcare Waste | current | HE
138 | PEL | (13) | 13 |  | 2013-10-01 | HTM | 01 | 05 |  | 2013-04-02 | Decontamination in primary care dental practices | current | HE
139 | PEL | (13) | 13 | Add.1 | 2015-03-24 | HTM | 01 | 05 |  |  | Guidance on Decontamination in Primary Care Dental Practices - Interim Guidance for the Cleaning of Dental Hand Pieces (NI Addendum to HTM 01-05) | current | HE
140 | PEL | (13) | 13 |  | 2013-10-01 | HTM | 01 | 05 |  | 2009-01-01 | Decontamination in Primary Care Dental Practices - Audit Tool | current | HE
141 | PEL | (13) | 12 |  | 2013-09-01 | CFPP | 01 | 01 |  | 2012-01-01 | Management and decontamination of Surgical Instruments (Medical Devices) used in Acute Care: Parts A to E (NI) | archived | HE
142 | PEL | (13) | 11 |  | 2013-07-01 | [5 empty] | Period Of Validity Of Tenders For Construction Projects | archived | HE
143 | PEL | (13) | 11 |  | 2013-07-01 | [5 empty] | GC/Works/1 with Quantities (1998) | archived | HE
144 | PEL | (13) | 10 |  | 2013-06-26 | [5 empty] | Issue of Health Estates Investment Group Estates Procurement Manual For Construction Works and Design Services - Version 5 | archived | HE
145 | PEL | (13) | 09 |  | 2013-06-26 | [5 empty] | Issue of Procurement Guidance Notes 03/12, 04/12 & 05/12 | archived | HE
146 | PEL | (13) | 09 |  | 2013-06-26 | [5 empty] | Procurement Guidance Notes - appendix A | archived | HE
147 | PEL | (13) | 09 |  | 2013-06-26 | [5 empty] | Procurement Guidance Notes - appendix B | archived | HE
148 | PEL | (13) | 09 |  | 2013-06-26 | [5 empty] | Procurement Guidance Notes - appendix C | archived | HE
149 | PEL | (13) | 08 | [8 empty] | not issued | n/a
150 | PEL | (13) | 07 |  | 2013-06-13 | [5 empty] | Internal Peer Reviews | archived | HE
151 | PEL | (13) | 07 |  | 2013-06-13 | [5 empty] | Internal Peer Review stage 1 template | archived | HE
152 | PEL | (13) | 07 |  | 2013-06-13 | [5 empty] | Internal Peer Review stage 2 template | archived | HE
153 | PEL | (13) | 07 |  | 2013-06-13 | [5 empty] | Internal Peer Review stage 3 template | archived | HE
154 | PEL | (13) | 07 |  | 2013-06-13 | [5 empty] | Internal Peer Review stage 4 template | archived | HE
155 | PEL | (13) | 07 |  | 2013-06-13 | [5 empty] | Internal Peer Review stage 5 template | archived | HE
156 | PEL | (13) | 06 | [8 empty] | not issued | n/a
157 | PEL | (13) | 05 |  | 2013-06-10 | [5 empty] | Closure of Space for Health | archived | HE
158 | PEL | (13) | 04 |  | 2013-04-25 | [5 empty] | Department of Health Social Services and Public Safety - Assets & Estate Management Branch Role | review | IID
159 | PEL | (13) | 03 |  | 2013-04-04 | [5 empty] | Revised Standard DHSSPSNI Amendments to GC/Works Construction Contracts | archived | HE
160 | PEL | (13) | 02 |  | 2013-03-13 | [5 empty] | Naming of Subcontractors on Construction Projects with a value below the EU Threashold for works | archived | HE
161 | PEL | (13) | 01 |  | 2013-01-03 | [5 empty] | BREEM 2011 for Capital Developments Projects | archived | HE
162 | PEL | (12) | 23 | [8 empty] | not issued | n/a
163 | PEL | (12) | 22 | [8 empty] | not issued | n/a
164 | PEL | (12) | 21 | [8 empty] | not issued | n/a
165 | PEL | (12) | 20 |  | 2013-10-29 | [5 empty] | Issue of Health Estates Procurement Manual For Construction Works And Design Services Under £500K Version 4 | archived | HE
166 | PEL | (12) | 19 |  | 2012-10-30 | [5 empty] | Revised Standard DHSSPSNI Amendments to GC/Works Construction Contracts | archived | HE
167 | PEL | (12) | 18 | [8 empty] | not issued | n/a
168 | PEL | (12) | 17 |  | 2012-09-26 | [5 empty] | Space for Health | archived | HE
169 | PEL | (12) | 16 |  | 2012-07-03 | [5 empty] | Policy for Car-Parking Provision and Management in Helath & Social Care Sector | current | IID
170 | PEL | (12) | 16 |  | 2012-07-03 | [5 empty] | Attachment - Policy for Car-Parking Provision and Management in Helath & Social Care Sector | current | IID
171 | PEL | (12) | 15 |  | 2012-07-10 | [5 empty] | BREEAM 2011 For Capital Development Projects | archived | HE
172 | PEL | (12) | 15 |  | 2012-07-10 | [5 empty] | Sustainable Development Design Brief Version 7 vol 2 Reports for Projects < £2m | archived | HE
173 | PEL | (12) | 15 |  | 2012-07-10 | [5 empty] | Sustainable Development Design Brief Version 7 vol 2 Reports for Projects > £2m | archived | HE
174 | PEL | (12) | 14 |  | 2012-07-10 | HTM | 07 | 01 |  | 2011 | Managing Healthcare Wastes | archived | HE
175 | PEL | (12) | 13 |  | 2012-07-10 | CFPP | 01 | 06 |  | 2012 | Choice Framework for Local Policies and Procedures (CFPP) 01-06: Reprocessing of Flexible Endoscopes: for use in NI | archived | HE
176 | PEL | (12) | 12 |  | 2012-07-10 | CFPP | 01 | 01 |  | 2012 | Choice Framework for Local Policies and Procedures (CFPP) 01-01: Management and Decontamination of Surgical Instruments (Medical Devices) used in Acute Care: Parts A,B,C,D,E for use in Northern Ireland | archived | HE
177 | PEL | (12) | 11 |  | 2012-06-26 | [5 empty] | Issue of Health Estates Procurement Manual For Construction Works And Design Services Under £500K | archived | HE
178 | PEL | (12) | 10 |  | 2012-05-28 | [5 empty] | Revised Standard DHSSPSNI Amendments to GC Works Construction Contracts | archived | HE
179 | PEL | (12) | 10 |  | 2012-05-28 | [5 empty] | G C Works 1 Amendments | archived | HE
180 | PEL | (12) | 10 |  | 2012-05-28 | [5 empty] | G C Works 2 Amendments | archived | HE
181 | PEL | (12) | 09 |  | 2012-05-25 | [5 empty] | Procurement of Minor Works - Delays between selection and tender stages | archived | HE
182 | PEL | (12) | 09 |  | 2012-05-25 | [5 empty] | Procurement of Minor Works - Delays between selection and tender stages - Annexe A | archived | HE
183 | PEL | (12) | 08 |  | 2012-05-11 | [5 empty] | Requirement for HSC Trusts and NIFRS to Register as a buying organisation on the eSourcing NI Portal | archived | HE
184 | PEL | (12) | 08 |  | 2012-05-11 | [5 empty] | Requirement for HSC Trusts and NIFRS to Register as a buying organisation on the eSourcing NI Portal - Annexe A | archived | HE
185 | PEL | (12) | 08 |  | 2012-05-11 | [5 empty] | Requirement for HSC Trusts and NIFRS to Register as a buying organisation on the eSourcing NI Portal - Annexe B | archived | HE
186 | PEL | (12) | 07 |  | 2012-04-26 | [5 empty] | Estates Procurement Performance Returns for 2011/2012 Financial Year | archived | HE
187 | PEL | (12) | 07 |  | 2012-04-26 | [5 empty] | Estates Procurement Performance Returns 1 | archived | HE
188 | PEL | (12) | 07 |  | 2012-04-26 | [5 empty] | Estates Procurement Performance Returns 2 | archived | HE
189 | PEL | (12) | 06 |  | 2012-03-30 | [5 empty] | Issue of Procurement Guidance Note 01-12 | archived | HE
190 | PEL | (12) | 06 |  | 2012-03-30 | [5 empty] | Issue of Procurement Guidance Note 01-12 - Appendix A | archived | HE
191 | PEL | (12) | 05 |  | 2012-03-30 | [5 empty] | Issue of Procurement Guidance Note 03-11 | archived | HE
192 | PEL | (12) | 05 |  | 2012-03-30 | [5 empty] | Issue of Procurement Guidance Note 03-11 - Appendix A | archived | HE
193 | PEL | (12) | 04 |  | 2012-02-14 | [5 empty] | Asset Management Unit | review | IID
194 | PEL | (12) | 03 |  | 2012-02-01 | [5 empty] | Gateway Review Process - programmes/projects m£0.5-20 | archived | HE
195 | PEL | (12) | 02 |  | 2012-01-27 | [5 empty] | EU Procedure Thresholds from 1st January 2012 | archived | HE
196 | PEL | (12) | 01 |  | 2012-01-31 | [5 empty] | Revised Standard DHSSPSNI Amendments to GC/Works Construction Contracts | archived | HE
197 | PEL | (12) | 01 |  | 2012-01-31 | [5 empty] | GC Works 1 DHSSPSNI Amendments | archived | HE
198 | PEL | (12) | 01 |  | 2012-01-31 | [5 empty] | GC Works 2 DHSSPSNI Amendments | archived | HE
199 | PEL | (11) | 23 |  | 2011-01-04 | [5 empty] | Targets and Updated Process for Disposal of Surplus Property | review | IID
200 | PEL | (11) | 22 |  | 20/12//11 | [5 empty] | Issue of Procurement Guidance Notes 01/11 and 02/11 | archived | HE
201 | PEL | (11) | 22 |  | 20/12//11 | [5 empty] | Issue of Procurement Guidance Notes 01/11 and 02/11 - App. A. | archived | HE
202 | PEL | (11) | 22 |  | 20/12//11 | [5 empty] | Issue of Procurement Guidance Notes 01/11 and 02/11 - App. B. | archived | HE
203 | PEL | (11) | 21 | [8 empty] | not issued | n/a
204 | PEL | (11) | 20 |  | 2011-10-20 | [5 empty] | Office Space Ulitisation in Acute, Community and Administrative Facilities | Archived | HE
205 | PEL | (11) | 20 |  | 2011-10-20 | [5 empty] | Office Space Ulitisation in Acute, Community and Administrative Facilities - Attachment 1 | Archived | HE
206 | PEL | (11) | 20 |  | 2011-10-20 | [5 empty] | Office Space Ulitisation in Acute, Community and Administrative Facilities - Attachment 2 | Achived | HE
207 | PEL | (11) | 20 |  | 2011-10-20 | [5 empty] | Office Space Ulitisation in Acute, Community and Administrative Facilities - Attachment 3 | Archived | HE
208 | PEL | (11) | 19 |  | 2011-09-26 | [5 empty] | Estates Resilience and Business Continuity Planning | archived | HE
209 | PEL | (11) | 18 |  | 2011-10-04 | [5 empty] | Revised below EU Threshold Works Pre-qualification Questionnaire | archived | HE
210 | PEL | (11) | 18 |  | 2011-10-04 | [5 empty] | Completion Guidance Notes Version 2 | archived | HE
211 | PEL | (11) | 18 |  | 2011-10-04 | [5 empty] | Memorandum of Information (R) Version 2 | archived | HE
212 | PEL | (11) | 18 |  | 2011-10-04 | [5 empty] | Memorandum of information (S) Version 2 | archived | HE
213 | PEL | (11) | 18 |  | 2011-10-04 | [5 empty] | PQQ1A - Economic Operator Financial Addendum (R) Version 2 | archived | HE
214 | PEL | (11) | 18 |  | 2011-10-04 | [5 empty] | PQQ1 (S) Version 2 | archived | HE
215 | PEL | (11) | 18 |  | 2011-10-04 | [5 empty] | PQQ1(R) - Version 2 | archived | HE
216 | PEL | (11) | 18 |  | 2011-10-04 | [5 empty] | PQQ1B - Economic Operator Health & Safety Addendum (R) Version 2 | archived | HE
217 | PEL | (11) | 18 |  | 2011-10-04 | [5 empty] | PQQx (R) Version 2 | archived | HE
218 | PEL | (11) | 18 |  | 2011-10-04 | [5 empty] | PQQx (S) Version 2 | archived | HE
219 | PEL | (11) | 17 | [8 empty] | not issued | n/a
220 | PEL | (11) | 16 |  | 2011-08-01 | [5 empty] | Agreement (Minor works) For the appointment of Architect, Quantity Surveyor, Engineers and CDM Co-Ordinator for Commissions in The Health and Social Care And Public Safety Sectors NI, 2011/03 EDITION | archived | HE
221 | PEL | (11) | 16 |  | 2011-08-01 | [5 empty] | Agreement (Minor Works) | archived | HE
222 | PEL | (11) | 16 |  | 2011-08-01 | [5 empty] | Protocol for Accessing and Preparing Specific Agreement | archived | HE
223 | PEL | (11) | 15 |  | 2011-07-29 | [5 empty] | Reuse of Property Previously Identified for Disposal or Declared Surplus | review | IID
224 | PEL | (11) | 14 |  | 2011-09-01 | Regs |  |  |  | 2007 | Duty to Manage Asbestos | archived | HE
225 | PEL | (11) | 13 |  | 2011-07-01 | HTM | 04 | 01 |  | 2006 | Water Systems and Potential Infection Risks | archived | HE
226 | PEL | (11) | 12 |  | 2011-07-08 | [5 empty] | Requirement to comply with the Gateway Review Process | archived | HE
227 | PEL | (11) | 11 |  | 2011-07-08 | [5 empty] | Agreement (Minor works) For the appointment of Architect, Quantity Surveyor, Engineers and CDM Co-Ordinator for Commissions in The Health and Social Care And Public Safety Sectors NI, 2011/01 EDITION (Superceded by PEL(11)16) | archived | HE
228 | PEL | (11) | 10 |  | 2011-05-26 | [5 empty] | Decommissioning of HSC Facilities | review | IID
229 | PEL | (11) | 09 |  | 2011-04-15 | [5 empty] | Issue of Procurement Guidance Notes 04/10,05/10 and 06/10 | archived | HE
230 | PEL | (11) | 09 |  | 2011-04-15 | [5 empty] | Issue of Procurement Guidance Notes 04/10,05/10 and 06/10 - Appendix A | archived | HE
231 | PEL | (11) | 09 |  | 2011-04-15 | [5 empty] | Issue of Procurement Guidance Notes 04/10,05/10 and 06/10 - Appendix B | archived | HE
232 | PEL | (11) | 09 |  | 2011-04-15 | [5 empty] | Issue of Procurement Guidance Notes 04/10,05/10 and 06/10 - Appendix C | archived | HE
233 | PEL | (11) | 08 |  | 2011-04-01 | [5 empty] | Estate Procurement Performance Returns | archived | HE
234 | PEL | (11) | 08 |  | 2011-04-01 | [5 empty] | Estate Procurement Performance Returns - Attachment 1 | archived | HE
235 | PEL | (11) | 08 |  | 2011-04-01 | [5 empty] | Estate Procurement Performance Returns - Attachment 2 | archived | HE
236 | PEL | (11) | 07 |  | 2011-04-22 | [5 empty] | Construction Statistics NI 2011 No 1 Final Publication | archived | HE
237 | PEL | (11) | 06 |  | 2011-02-24 | [5 empty] | Land Management - The conservation and Creation of Biodiversity in the HSC and PS Estates | current | HE
238 | PEL | (11) | 06 |  | 2011-02-24 | [5 empty] | Biodiversity and Land Management Guidance 2010 | current | HE
239 | PEL | (11) | 05 |  | 2011-02-15 | [5 empty] | Carbon Emission Reduction and Energy Efficiency | archived | HE
240 | PEL | (11) | 04 |  | 2011-01-26 | [5 empty] | Fire Safety Firecode Compliance 2009/2010 | archived | HE
241 | PEL | (11) | 03 |  | 2011-01-27 | [5 empty] | Northern Ireland Firecode | archived | HE
242 | PEL | (11) | 02 |  | 2011-01-17 | [5 empty] | Sustainable Development Design Brief and BREEAM for Capital Development Projects | archived | HE
243 | PEL | (11) | 02 |  | 2011-01-17 | [5 empty] | Sustainable Development Design Brief - Version 6 - Volume 1 - Best Practice | archived | HE
244 | PEL | (11) | 01 |  | 2011-01-06 | [5 empty] | Leased Accommodation (See Supplemenatry Guidance issued October) | review | IID
245 | PEL | (11) | 01 |  | 2011-01-06 | [5 empty] | Leased Accommodation Supplementary Guidance | review | IID
246 | PEL | (10) | 15 |  | 2010-12-23 | [5 empty] | Issue of Procurement Guidance Notes 02/09 01/10 02/10 | archived | HE
247 | PEL | (10) | 15 |  | 2010-12-23 | [5 empty] | Issue of Procurement Guidance Notes 02/09 01/10 02/10 - Appendix A | archived | HE
248 | PEL | (10) | 15 |  | 2010-12-23 | [5 empty] | Issue of Procurement Guidance Notes 02/09 01/10 02/10 - Appendix B | archived | HE
249 | PEL | (10) | 15 |  | 2010-12-23 | [5 empty] | Issue of Procurement Guidance Notes 02/09 01/10 02/10 - Appendix C | archived | HE
250 | PEL | (10) | 14 |  | 2010-11-16 | [5 empty] | Construction Statistics NI 2010 NO5 | archived | HE
251 | PEL | (10) | 13 |  | 2010-10-05 | [5 empty] | New Contractor Selection (Short-Listing) Procedure For Minor Capital Work Projects | archived | HE
252 | PEL | (10) | 13 |  | 2010-10-05 | [5 empty] | HEIG Below EU Threshold Works PQQ Template - Completion Guidance Notes - Version 1 Sept 2010 | archived | HE
253 | PEL | (10) | 13 |  | 2010-10-05 | [5 empty] | HEIG Below EU Threshold Works PQQ Template - Memorandum of Information - Version 1 Sept 2010 | archived | HE
254 | PEL | (10) | 13 |  | 2010-10-05 | [5 empty] | HEIG Below EU Threshold Works PQQ Template - PQQ 1 - Version 1 Sept 2010 | archived | HE
255 | PEL | (10) | 13 |  | 2010-10-05 | [5 empty] | HEIG Below EU Threshold Works PQQ Template - PQQ1A - Economic Operator Financial Addendum - Version 1 Sept 2010 | archived | HE
256 | PEL | (10) | 13 |  | 2010-10-05 | [5 empty] | HEIG Below EU Threshold Works PQQ Template - PQQ1B -Economic Operator Health Safety Addendum - Version 1 Sept 2010 | archived | HE
257 | PEL | (10) | 13 |  | 2010-10-05 | [5 empty] | HEIG Below EU Threshold Works PQQ Template - PQQx - Version 1 Sept 2010 | archived | HE
258 | PEL | (10) | 12 |  | 2010-09-14 | [5 empty] | Construction Statistics NI 2010 NO4 | archived | HE
259 | PEL | (10) | 11 |  | 2010-07-30 | [5 empty] | Estates Procurement Performance Returns | archived | HE
260 | PEL | (10) | 10 | [8 empty] | not issued | n/a
261 | PEL | (10) | 09 |  | 2010-06-24 | [5 empty] | Agreement (Minor Works) | archived | HE
262 | PEL | (10) | 09 |  | 2010-06-24 | [5 empty] | Protocol for accessing and preparing project specific agreement | archived | HE
263 | PEL | (10) | 08 |  | 2010-05-25 | [5 empty] | Use of acetylene gas within the HSC Estate | current | HE
264 | PEL | (10) | 07 |  | 2010-05-24 | [5 empty] | Carbon Reduction Commitment - HSC Participation Guidance | archived | HE
265 | PEL | (10) | 06 |  | 2010-04-19 | [5 empty] | Construction Statistics NI 2010 NO2 | archived | HE
266 | PEL | (10) | 05 |  | 2010-03-26 | [5 empty] | Standard DHSSPSNI Amendments to GC Works Construction Contracts | archived | HE
267 | PEL | (10) | 05 |  | 2010-03-26 | [5 empty] | Contract For Building And Civil Engineering General Conditions | archived | HE
268 | PEL | (10) | 05 |  | 2010-03-26 | [5 empty] | Contract For Building And Civil Engineering General Conditions Minor Works | archived | HE
269 | PEL | (10) | 04 |  | 2010-02-19 | HTM | 01 | 05 |  | 2009 | Health Technical Memorandum 01-05:Decontamination in Primary Care Dental Practices | archived | HE
270 | PEL | (10) | 03 |  | 2010-01-26 | [5 empty] | EU Procurement Thresholds From 1 January 2010 | archived | HE
271 | PEL | (10) | 02 |  | 2010-01-28 | [5 empty] | Construction Statistics NI 2010 NO 1 | archived | HE
272 | PEL | (10) | 01 |  | 2010-01-06 | [5 empty] | Cabon Reduction Commitment Energy Efficiency Scheme | archived | HE
273 | PEL | (09) | 13 |  | 2009-11-05 | [5 empty] | Fire Safety Firecode Compliance 2008/2009 | archived | HE
274 | PEL | (09) | 12 |  | 2009-12-08 | [5 empty] | Arts in Capital Projects within the HSC Estate | current | IID
275 | PEL | (09) | 11 |  | 2009-10-15 | [5 empty] | Construction Statistics NI 2009 No 3 | archived | HE
276 | PEL | (09) | 10 |  | 2009-09-30 | [5 empty] | Construction Statistics NI 2009 NO2 | archived | HE
277 | PEL | (09) | 09 |  | 2009-09-29 | [5 empty] | Professional Indemnity Insurance (PII) in Connection with Construction Projects | archived | HE
278 | PEL | (09) | 08 | [8 empty] | not issued | n/a
279 | PEL | (09) | 07 |  | 2009-09-29 | HTM | 07 | 07 |  | 2007-01-01 | sustainable health and social care buildings | archived | HE
280 | PEL | (09) | 06 |  | 2009-09-29 | HTM | 07 | 04 |  | 2009-01-01 | water management and water efficiency | archived | HE
281 | PEL | (09) | 05 | [8 empty] | not issued | n/a
282 | PEL | (09) | 04 |  | 2009-07-21 | [5 empty] | Using Mobile Phones in HSC Hospitals Revised Guidance | archived | HE
283 | PEL | (09) | 03 |  | 2009-06-08 | [5 empty] | Energy Network Association High Voltage Alerts and Restrictions | archived | HE
284 | PEL | (09) | 02 |  | 2009-06-18 | HTM | 01 | 05 |  | 2009 | Dental Decontamination | archived | HE
285 | PEL | (09) | 01 |  | 2009-03-26 | [5 empty] | Construction Statistics NI 2009 No1 | archived | HE
286 | PEL | (08) | 23 | [7 empty] | Construction Statistics NI 2008 N05 | archived | HE
287 | PEL | (08) | 22 |  | 2008-10-30 | [5 empty] | Breeam Healthcare & Health Estates Sustainable Development Design Brief | archived | HE
288 | PEL | (08) | 21 | [7 empty] | Fee Documentation - Revised Time Charge Rates | archived | HE
289 | PEL | (08) | 20 | [7 empty] | Construction Statistics NI 2008 No 4 | archived | HE
290 | PEL | (08) | 19 |  | 2008-10-17 | HTM | 00 |  |  | 2006-10-01 | Decontamination - Operational Management Requirements | archived | HE
291 | PEL | (08) | 19 |  | 2008-10-17 | HTM | 01 | 01 | A | 2007-10-01 | Decontamination - Operational Management Requirements | archived | HE
292 | PEL | (08) | 18 | [8 empty] | not issued | n/a
293 | PEL | (08) | 17 |  | 2008-08-07 | [5 empty] | Urban explorers | archived | IID
294 | PEL | (08) | 16 |  | 2008-07-30 | [5 empty] | Replacement of the Barbour Index On-line information | archived | HE
295 | PEL | (08) | 15 |  | 2008-08-06 | HTM | 08 | 01 |  | 2008-01-01 | Acoustics | archived | HE
296 | PEL | (08) | 15 |  | 2008-08-06 | HTM | 08 | 01 |  | 2008-01-01 | Acoustics | archived | HE
297 | PEL | (08) | 14 |  | 2008-06-25 | [5 empty] | Guidance for HSC Hospital Car Parking Provision | archived | IID
298 | PEL | (08) | 13 |  | 2008-06-20 | [5 empty] | Construction Statistics NI 2008 No 3 | archived | HE
299 | PEL | (08) | 12 |  | 2008-06-05 | [5 empty] | Construction Statistics 2008 No.2 | archived | HE
300 | PEL | (08) | 11 |  | 2008-05-30 | HBN | 07 | 01 |  | 2008-01-01 | Satellite Dialysis Unit | archived | HE
301 | PEL | (08) | 10 | [7 empty] | Submissions of Business Cases to Health Estates, Health Care Planning Group - Completeness of Information | archived | HE
302 | PEL | (08) | 09 |  | 2008-04-11 | HBN | 12 |  |  | 2004-01-01 | Consulting, Examination and Treatment Facilities Supplement A Sexual and reproductive health clinics | current | HE
303 | PEL | (08) | 09 |  | 2008-04-11 | HBN | 12 | 01 | A | 2007-09-01 | Consulting, Examination and Treatment Facilities Supplement A Sexual and reproductive health clinics | current | HE
304 | PEL | (08) | 08 |  | 2008-04-24 | [5 empty] | Fire Safety Firecode Compliance 2007/2008 | archived | HE
305 | PEL | (08) | 07 |  | 2008-03-12 | [5 empty] | Standards for the provision of 100% Single Bed Rooms in Acute and Local Hospitals | review | HE
306 | PEL | (08) | 06 |  | 2008-03-07 | HBN | 15 | 03 |  | 2008-02-05 | Hospital Helipads | archived | IID
307 | PEL | (08) | 06 |  | 2008-03-07 | HBN | 15 | 03 |  | 2008-02-05 | Hospital Helipads | archived | IID
308 | PEL | (08) | 05 |  | 2008-03-07 | HBN | 07 | 02 |  | 2008-04-01 | Main Renal Unit | archived | HE
309 | PEL | (08) | 05 |  | 2008-03-07 | HBN | 07 | 02 |  | 2008-04-01 | Main Renal Unit | archived | HE
310 | PEL | (08) | 04 | [8 empty] | not issued | n/a
311 | PEL | (08) | 03 |  | 2008-02-13 | [5 empty] | Sustainability Action Plan - Guidance Recycling Trust | archived | HE
312 | PEL | (08) | 02 |  | 2008-01-28 | [5 empty] | Construction Statistics NI 2008 No1 | archived | HE
313 | PEL | (08) | 01 |  | 2008-02-13 | Multiple |  |  |  |  | Estates and Facilities Management Publications on the Extranet | archived | HE
314 | PEL | (08) | 01 |  | 2008-02-13 | As Titled |  |  |  | 2005-03-01 | The Impact of the Built Environment on Care within A&E Departments. | review | HE
315 | PEL | (08) | 01 |  | 2008-02-13 | As Titled |  |  |  | 2003-12-01 | The Impact of the Built Environment on Care within A&E Departments – Key Findings and Recommendations. | review | HE
316 | PEL | (08) | 01 |  | 2008-02-13 | As Titled |  |  |  | 2004-03-24 | Modernising A&E Environments | review | HE
317 | PEL | (08) | 01 |  | 2008-02-13 | As Titled |  |  |  | 2002-11-03 | Reforming Emergency Care – A&E Treatment Room Mock-up. | review | HE
318 | PEL | (08) | 01 |  | 2008-02-13 | As Titled |  |  |  | 2003-04-01 | The Architectural Healthcare Environment and its Effects on Patient Health Outcomes. | review | HE
319 | PEL | (08) | 01 |  | 2008-02-13 | As Titled |  |  |  | 2001-06-01 | Developing Bedside Communications and Entertainment in NHS Hospitals – “Patient Power” Project. | current | HE
320 | PEL | (08) | 01 |  | 2008-02-13 | As Titled |  |  |  | 2004-12-01 | efm: Best Practice Advice: Establishing and Managing. | current | HE
321 | PEL | (08) | 01 |  | 2008-02-13 | As Titled |  |  |  | 2004-03-07 | Exploring the Patient Environment – An NHS Estates Workshop. | review | HE
322 | PEL | (08) | 01 |  | 2008-02-13 | As Titled |  |  |  | 2005-04-03 | How to Cost a Hospital | review | HE
323 | PEL | (08) | 01 |  | 2008-02-13 | As Titled |  |  |  | 2000-04-02 | Reducing Food Waste in the NHS | review | HE
324 | PEL | (08) | 01 |  | 2008-02-13 | As Titled |  |  |  | 2003-03-24 | SDC – Healthcare Planning – Design Brief Guidance | review | HE
325 | PEL | (08) | 01 |  | 2008-02-13 | As Titled |  |  |  | 2002-03-01 | The Strategic Asset Management Working Group Report – March 2002 | archived | HE
326 | PEL | (08) | 01 |  | 2008-02-13 | As Titled |  |  |  | 2006 | The Environment for Care: Proceedings from the NHS Estates September 2004 Conference. | archived | HE
327 | PEL | (08) | 01 |  | 2008-02-13 | As Titled |  |  |  | 2004-10-01 | Total Waste Management – Best Practice Advice on Local Waste Management for the NHS in England | archived | HE
328 | PEL | (08) | 01 |  | 2008-02-13 | As Titled |  |  |  | 2004 | Lighting and Colour for Hospital design – A Report on an NHS Estates Funded Research Project | review | HE
329 | PEL | (08) | 01 |  | 2008-02-13 | As Titled |  |  |  | 2004-08-01 | The Design Development Protocol for PFI Schemes – Revision 1 August 2004 | archived | HE
330 | PEL | (08) | 01 |  | 2008-02-13 | As Titled |  |  |  | 2000 | Healthcare Waste Minimisation – A Compendium of Good Practice | archived | HE
331 | PEL | (08) | 01 |  | 2008-02-13 | As Titled |  |  |  | 2005-03-31 | Developing an Estate Strategy | current | HE
332 | PEL | (08) | 01 |  | 2008-02-13 | As Titled |  |  |  | 2005-05-01 | Ward Layouts with Single Rooms and Space for Flexibility | review | HE
333 | PEL | (08) | 01 |  | 2008-02-13 | As Titled |  |  |  | 2005-07-01 | Sustainable Development: Environmental Strategy for the National Health Service | current | HE
334 | PEL | (08) | 01 |  | 2008-02-13 | As Titled |  |  |  | 2005-08-01 | HAI-SCRIBE (Healthcare Associated Infection System for Controlling Risk in the Built Environment) | review | HE
335 | PEL | (08) | 01 |  | 2008-02-13 | As Titled |  |  |  | 2004-10-01 | Design Brief Framework for PFI Public Sector Comparators at OBC Stage | archived | HE
336 | PEL | (08) | 01 |  | 2008-02-13 | As Titled |  |  |  | 2004-09-10 | The Design Development Protocol for PFI Schemes Revision 1 August 2004 | archived | HE
337 | PEL | (08) | 01 |  | 2008-02-13 | As Titled |  |  |  | 2004 | Design for health- The impact of a new hospital environment on children, families and staff | archived | HE
338 | PEL | (08) | 01 |  | 2008-02-13 | HFN | 13 |  |  | 1996-01-01 | Diagnostic and Treatment Centres, ACAD, Central Middlesex Hospital – An Evaluation. | archived | HE
339 | PEL | (08) | 01 |  | 2008-02-13 | [5 empty] | GC/Works/8 - MODEL FORM 3(CG) – for use where the costs associated with travel are tbe tendered (at a rate per mile) | archived | HE
340 | PEL | (08) | 01 |  | 2008-02-13 | [5 empty] | GC/Works/8 - MODEL FORM 3(CG) – for use where the rates for all work are deemed tinclude all travel costs | archived | HE
341 | PEL | (08) | 01 |  | 2008-02-13 | [5 empty] | GC/Works/8 published under PEL(04)03 | archived | HE
342 | PEL | (08) | 01 |  | 2008-02-13 | As Titled |  |  |  | 2004-03-31 | IPE – Welcoming entrances and reception areas | archived | HE
343 | PEL | (08) | 01 |  | 2008-02-13 | As Titled |  |  |  | 2005 | R&D Project B(03)02 The effect of humidity on the survival of MRSA on hard surfaces | archived | HE
344 | PEL | (08) | 01 |  | 2008-02-13 | As Titled |  |  |  | 2006-08-01 | Statistics on energy performance and carbon and CO2 emissions NHS England, 1999/00 to 2004/05 (with predictions to 2009/10) | archived | HE
345 | PEL | (08) | 01 |  | 2008-02-13 | As Titled |  |  |  | 1992 | Strategic guide to environment policy | archived | HE
346 | PEL | (08) | 01 |  | 2008-02-13 | As Titled |  |  |  | 2001 | Sustainable Development in the National Health Service | archived | HE
347 | PEL | (08) | 01 |  | 2008-02-13 | As Titled |  |  |  | 1998 | ‘Safe’ hot water and surface temperatures – Health Guidance Note | archived | HE
348 | PEL | (08) | 01 |  | 2008-02-13 | As Titled |  |  |  | 2004 | A risk based methodology for establishing and managing backlog. | archived | HE
349 | PEL | (08) | 01 |  | 2008-02-13 | As Titled |  |  |  | 1999-11-01 | A strategic guide to combined heat + power for General Managers & Chief Executives | archived | HE
350 | PEL | (08) | 01 |  | 2008-02-13 | As Titled |  |  |  | 1999-11-01 | A strategic guide to energy management for General Managers & Chief Executives | archived | HE
351 | PEL | (08) | 01 |  | 2008-02-13 | As Titled |  |  |  | 2003-07-01 | Assets in action – An asset management guide for non-technical managers | archived | HE
352 | PEL | (08) | 01 |  | 2008-02-13 | As Titled |  |  |  | 2004-01-01 | Carbon/Energy Management in Healthcare – Best Practice Advice for the NHS in England on meeting the mandatory Carbon/Energy targets – March 2000 – March 2010 | archived | HE
353 | PEL | (08) | 01 |  | 2008-02-13 | HBN | 00 | 04 |  | 2007-01-01 | Circulation and communication | archived | HE
354 | PEL | (08) | 01 |  | 2008-02-13 | HBN | 00 | 07 |  | 2007-01-01 | Resilience planning for the healthcare estate | archived | HE
355 | PEL | (08) | 01 |  | 2008-02-13 | HBN | 04 |  |  | 2005-05-01 | In-patient accommodation – Options for choice | archived | HE
356 | PEL | (08) | 01 |  | 2008-02-13 | HBN | 06 | Vol.3 |  | 2003-09-10 | Extremity and open MRI, magnetic shielding and construction for radiation protection | archived | HE
357 | PEL | (08) | 01 |  | 2008-02-13 | HTM | 07 | 07 |  | 2009-01-01 | Sustainable Health and Social Care Building | archived | HE
358 | PEL | (08) | 01 |  | 2008-02-13 | HBN | 10 | 02 |  | 2007-05-01 | Day surgery facilites | current | HE
359 | PEL | (08) | 01 |  | 2008-02-13 | HBN | 14 | 01 |  | 2007-01-01 | Pharmacy and radiopharmacy | archived | HE
360 | PEL | (08) | 01 |  | 2008-02-13 | HBN | 15 |  |  | 2005-04-28 | Facilities for pathology services | review | HE
361 | PEL | (08) | 01 |  | 2008-02-13 | HBN | 21 |  |  | 1996-07-01 | Maternity department | archived | HE
362 | PEL | (08) | 01 |  | 2008-02-13 | HBN | 23 |  |  | 2004-01-01 | Hospital accommodation for children and young people | review | HE
363 | PEL | (08) | 01 |  | 2008-02-13 | HBN | 35 | 1 |  | 1996-07-01 | Accommodation for people with mental illness - Part 1 - The acute unit | archived | HE
364 | PEL | (08) | 01 |  | 2008-02-13 | HBN | 35 | 2 |  | 1998-12-01 | Accommodation for people with mental illness - Part 2 Treatment and care in the community | archived | HE
365 | PEL | (08) | 01 |  | 2008-02-13 | HBN | 35 | 3 |  | 1997-10-01 | Accommodation for people with mental illness - Part 3 - Case Studies | archived | HE
366 | PEL | (08) | 01 |  | 2008-02-13 | HBN | 40 | 1 |  | 1995-04-15 | Common activity spaces - Volume 1- Public areas | archived | HE
367 | PEL | (08) | 01 |  | 2008-02-13 | HBN | 40 | 2 |  | 1995-04-15 | Common activity spaces - Volume 2 - Treatment areas | archived | HE
368 | PEL | (08) | 01 |  | 2008-02-13 | HBN | 40 | 3 |  | 1995-04-15 | Common activity spaces - Volume 3 - Staff areas | archived | HE
369 | PEL | (08) | 01 |  | 2008-02-13 | HBN | 44 |  |  | 1994-02-01 | Accommodation for ambulance services | archived | HE
370 | PEL | (08) | 01 |  | 2008-02-13 | HBN | 52 | Vol.1 |  | 1997-04-08 | Accommodation for day care - Volume 1 - Day surgery unit | archived | HE
371 | PEL | (08) | 01 |  | 2008-02-13 | HBN | 52 | Sup.1 |  | 1997-04-08 | Accommodation for day care - Volume 1 - Day surgery unit - Supp 1 - Review of schedules of accommodation | archived | HE
372 | PEL | (08) | 01 |  | 2008-02-13 | HBN | 52 | 2 |  | 1994-05-01 | Accommodation for day care - Volume 2 - Endoscopy unit | archived | HE
373 | PEL | (08) | 01 |  | 2008-02-13 | HBN | 52 | 3 |  | 1995-03-01 | Accommodation for day care - Volume 3 - Medical investigation and treatment unit | archived | HE
374 | PEL | (08) | 01 |  | 2008-02-13 | HBN | 53 | 1 |  | 2004-01-05 | Facilities for renal services – Satellite dialysis unit | archived | HE
375 | PEL | (08) | 01 |  | 2008-02-13 | HBN | 54 |  |  | 2006-01-01 | Facilities for cancer services | archived | HE
376 | PEL | (08) | 01 |  | 2008-02-13 | HFN | 03 |  |  | 1994-04-01 | Effective heat & power strategies for healthcare premises | archived | HE
377 | PEL | (08) | 01 |  | 2008-02-13 | HFN | 11 |  |  | 1995-11-01 | Environmental Management in Healthcare | archived | HE
378 | PEL | (08) | 01 |  | 2008-02-13 | HFN | 30 |  |  | 2003-07-03 | Infection Control in the Built Environment | archived | HE
379 | PEL | (08) | 01 |  | 2008-02-13 | HTM | 07 | 03 | Tool | 2006-02-01 | Car parking assessment tool | archived | IID
380 | PEL | (08) | 01 |  | 2008-02-13 | HTM | 00 |  |  | 2006-10-01 | Best Practice Guidance for Healthcare Engineering | archived | HE
381 | PEL | (08) | 01 |  | 2008-02-13 | HTM | 01 | 01 | A | 2007-10-01 | Decontamination of Reusable Medical Devices - Part A | archived | HE
382 | PEL | (08) | 01 |  | 2008-02-13 | HTM | 02 | 01 | A | 2006-05-01 | Medical Gas Pipeline Systems - Part A | current | HE
383 | PEL | (08) | 01 |  | 2008-02-13 | HTM | 02 | 01 | B | 2006-05-01 | Medical Gas Pipeline Systems - Part B | current | HE
384 | PEL | (08) | 01 |  | 2008-02-13 | HTM | 03 | 01 | A | 2007-11-01 | Specialised Ventilation for Healthcare Premises - Part A - Design & Validation | current | HE
385 | PEL | (08) | 01 |  | 2008-02-13 | HTM | 03 | 01 | B | 2007-11-01 | Specialised ventilation for healthcare premises – Part B – Operational management and performance verification | current | HE
386 | PEL | (08) | 01 |  | 2008-02-13 | HTM | 04 | 01 | A | 2006-10-01 | the control of legionella Part A | archived | HE
387 | PEL | (08) | 01 |  | 2008-02-13 | HTM | 04 | 01 | B | 2006-10-01 | the control of legionella Part B | archived | HE
388 | PEL | (08) | 01 |  | 2008-02-13 | HTM | 06 | 01 | A | 2007-02-01 | Electrical Services supply and distribution Part A | archived | HE
389 | PEL | (08) | 01 |  | 2008-02-13 | HTM | 06 | 01 | B | 2007-02-01 | Electrical Services supply and distribution - Part B | archived | HE
390 | PEL | (08) | 01 |  | 2008-02-13 | HTM | 06 | 02 |  | 2006-10-01 | electrical safety guidance for lv systems | current | HE
391 | PEL | (08) | 01 |  | 2008-02-13 | HTM | 06 | 02 |  | 2006-12-01 | electrical safety handbook | archived | HE
392 | PEL | (08) | 01 |  | 2008-02-13 | HTM | 06 | 03 |  | 2006-10-01 | Electrical safety guidance for HV systems | current | HE
393 | PEL | (08) | 01 |  | 2008-02-13 | HTM | 06 | 03 |  | 2006-10-01 | Authorised Persons Logbook | archived | HE
394 | PEL | (08) | 01 |  | 2008-02-13 | HTM | 07 | 02 |  | 2006-01-31 | Encode making energy work in healthcare | archived | HE
395 | PEL | (08) | 01 |  | 2008-02-13 | HTM | 07 | 02 |  | 2006-01-31 | Encode making energy work in healthcare | archived | HE
396 | PEL | (08) | 01 |  | 2008-02-13 | HTM | 07 | 03 |  | 2006-02-01 | Transport Management & Car Parking | archived | IID
397 | PEL | (08) | 01 |  | 2008-02-13 | HTM | 55 |  |  | 1998-01-05 | Windows | archived | HE
398 | PEL | (08) | 01 |  | 2008-02-13 | HTM | 61 |  |  | 2006-05-09 | Flooring | archived | HE
399 | PEL | (08) | 01 |  | 2008-02-13 | HTM | 68 |  |  | 1993-11-02 | Duct and panel assemblies | archived | HE
400 | PEL | (08) | 01 |  | 2008-02-13 | HTM | 71 |  |  | 1998-01-04 | Material Management Modular Storage | archived | HE
401 | PEL | (08) | 01 |  | 2008-02-13 | HTM | 2009 |  |  | 1995-04-11 | Pneumatic air tube transport systems - Design considerations and good practice guide | archived | HE
402 | PEL | (08) | 01 |  | 2008-02-13 | HTM | 2009 |  |  | 1995-04-11 | Pneumatic air tube transport systems - Management Policy | archived | HE
403 | PEL | (08) | 01 |  | 2008-02-13 | HTM | 2010 |  | 1 | 1994-08-01 | Sterilization - Part 1 - Management Policy | current | HE
404 | PEL | (08) | 01 |  | 2008-02-13 | HTM | 2010 |  | 2 | 1994-08-01 | Sterilization - Part 2 - Design {omitted on PEL (08)01} | current | HE
405 | PEL | (08) | 01 |  | 2008-02-13 | HTM | 2010 |  | 4,6 | 1997-06-04 | Sterilization - Part 4: Operational Management with Part 6 - Testing and validation protocols | current | HE
406 | PEL | (08) | 01 |  | 2008-02-13 | HTM | 2010 |  | 3 | 1995-04-02 | Sterilization - Part 3 (incl amendment 1) - Validation and verification | current | HE
407 | PEL | (08) | 01 |  | 2008-02-13 | HTM | 2010 |  | 5 | 1995-04-11 | Sterilization - Part 5: Good practice guide | current | HE
408 | PEL | (08) | 01 |  | 2008-02-13 | HTM | 2015 |  | 1 | 1995-02-01 | Bed Head Services - Design considerations | archived | HE
409 | PEL | (08) | 01 |  | 2008-02-13 | HTM | 2015 |  | 2 | 1994-03-06 | Bed Head Services - Management Policy | archived | HE
410 | PEL | (08) | 01 |  | 2008-02-13 | HTM | 2015 |  | 3 | 1995-02-01 | Bed Head Services - Validation and verification/Operational management | archived | HE
411 | PEL | (08) | 01 |  | 2008-02-13 | HTM | 2022 |  | Sup.1 | 2003-07-15 | Dental Compressed Air and Vacuum Systems | current | HE
412 | PEL | (08) | 01 |  | 2008-02-13 | HTM | 2022 |  | Sup.2 | 1997-04-07 | Piped medical gases in ambulance vehicles | archived | HE
413 | PEL | (08) | 01 |  | 2008-02-13 | HTM | 2023 |  | 1 | 1995-04-02 | Access and accommodation for engineering services - Good practice guide | archived | HE
414 | PEL | (08) | 01 |  | 2008-02-13 | HTM | 2023 |  | 2 | 1995-04-02 | Access and accommodation for engineering services - Management policy | archived | HE
415 | PEL | (08) | 01 |  | 2008-02-13 | HTM | 2024 |  | 1 | 1995-10-05 | Lifts - Design considerations | archived | HE
416 | PEL | (08) | 01 |  | 2008-02-13 | HTM | 2024 |  | 2 | 1995-10-01 | Lifts - Management Policy | archived | HE
417 | PEL | (08) | 01 |  | 2008-02-13 | HTM | 2024 |  | 3 | 1995-10-01 | Lifts - Operational Management | archived | HE
418 | PEL | (08) | 01 |  | 2008-02-13 | HTM | 2024 |  | 4 | 1995-10-02 | Lifts - Validation and Verification | archived | HE
419 | PEL | (08) | 01 |  | 2008-02-13 | HTM | 2030 |  | 1 | 1997-10-08 | Washer-Disinfectors – Design considerations | current | HE
420 | PEL | (08) | 01 |  | 2008-02-13 | HTM | 2030 |  | 2 | 1997-10-05 | Washer-Disinfectors – Operational management | current | HE
421 | PEL | (08) | 01 |  | 2008-02-13 | HTM | 2030 |  | 3 | 1997-10-05 | Washer-Disinfectors – Validation and verification | current | HE
422 | PEL | (08) | 01 |  | 2008-02-13 | HTM | 2031 |  |  | 1997-05-26 | Clean steam for sterilization | archived | HE
423 | PEL | (08) | 01 |  | 2008-02-13 | HTM | 2045 |  | 1 | 1996-03-03 | Acoustics – Audiology | archived | HE
424 | PEL | (08) | 01 |  | 2008-02-13 | HTM | 2045 |  | 2 | 1996-03-03 | Acoustics - Design considerations | archived | HE
425 | PEL | (08) | 01 |  | 2008-02-13 | HTM | 2045 |  | 3 | 1996-03-03 | Acoustics - Management policy | archived | HE
426 | PEL | (08) | 01 |  | 2008-02-13 | HTM | 2045 |  | 4 | 1996-03-03 | Acoustics - Validation and verification/Operational management | archived | HE
427 | PEL | (08) | 01 |  | 2008-02-13 | HTM | 64 |  |  | 2006-02-28 | Sanitary Assemblies | archived | HE
428 | PEL | (08) | 01 |  | 2008-02-13 | [5 empty] | Construction Statistics NI 2004 No.3 - issued under PEL(04)21 | archived | HE
429 | PEL | (08) | 01 |  | 2008-02-13 | [5 empty] | Construction Statistics NI 2005 No.1 - issued under PEL(05)05 | archived | HE
430 | PEL | (08) | 01 |  | 2008-02-13 | [5 empty] | Construction Statistics NI 2005 No.2 - issued under PEL(05)11 | archived | HE
431 | PEL | (08) | 01 |  | 2008-02-13 | [5 empty] | Construction Statistics NI 2006 No.1 - issued under PEL(06)01 | archived | HE
432 | PEL | (08) | 01 |  | 2008-02-13 | [5 empty] | Construction Statistics NI 2006 No.2 - issued under PEL(06)07 | archived | HE
433 | PEL | (08) | 01 |  | 2008-02-13 | [5 empty] | Construction Statistics NI 2006 No.3 - issued under PEL(06)18 | archived | HE
434 | PEL | (08) | 01 |  | 2008-02-13 | [5 empty] | Construction Statistics NI 2007 No.1 - issued under PEL(07)04 | archived | HE
435 | PEL | (08) | 01 |  | 2008-02-13 | [5 empty] | Construction Statistics NI 2007 No.2 - issued under PEL(07)14 | archived | HE
436 | PEL | (08) | 01 |  | 2008-02-13 | [5 empty] | Construction Statistics NI 2007 No.3 - issued under PEL(07)19 | archived | HE
437 | PEL | (08) | 01 |  | 2008-02-13 | [5 empty] | Estate Briefing N7 - issued under PEL(02)12 | archived | HE
438 | PEL | (08) | 01 |  | 2008-02-13 | [5 empty] | Estate Briefing N8 - issued under PEL(05)02 | archived | HE
439 | PEL | (08) | 01 |  | 2008-02-13 | [5 empty] | GC/Works/1 published under PEL(03)09 | archived | HE
440 | PEL | (08) | 01 |  | 2008-02-13 | [5 empty] | GC/Works/2 published under PEL(03)13 | archived | HE
441 | PEL | (08) | 01 |  | 2008-02-13 | [5 empty] | GC/Works/3 published under PEL(03)14 | archived | HE
442 | PEL | (08) | 01 |  | 2008-02-13 | As Titled |  |  |  | 2002 | Art of Good Health - Handbook.pdf | archived | HE
443 | PEL | (08) | 01 |  | 2008-02-13 | As Titled |  |  |  | 2002 | Art of Good Health - Visual Arts.pdf | archived | HE
444 | PEL | (08) | 01 |  | 2008-02-13 | As Titled |  |  |  | 2005 | Improving the Patient Experience – A Place to Die with Dignity: Creating a Supportive Environment | review | HE
445 | PEL | (08) | 01 |  | 2008-02-13 | As Titled |  |  |  | 2003 | IPE – Evaluation of the King’s Fund Enhancing the Healing Environment Programme. | archived | HE
446 | PEL | (08) | 01 |  | 2008-02-13 | As Titled |  |  |  | 2003 | IPE – Friendly Healthcare Environments for Children and Young People | archived | HE
447 | PEL | (08) | 01 |  | 2008-02-13 | HTM | 08 | 06 |  | 2007-03-05 | Pathology laboratory gas systems | archived | HE
448 | PEL | (08) | 01 |  | 2008-02-13 | HBN | 6 | Vol.1 |  | 2001-01-01 | Facilities for Diagnostic Imaging and Interventional Radiology | current | HE
449 | PEL | (08) | 01 |  | 2008-02-13 | HBN | 6 | Vol.2 |  | 2001-01-01 | Diagnostic Imaging: PACS & Specialist Imaging | current | HE
450 | PEL | (08) | 01 |  | 2008-02-13 | HBN | 8 |  |  | 2004-10-14 | Facilities for rehabilitation services HBN8 | archived | HE
451 | PEL | (08) | 01 |  | 2008-02-13 | HBN | 12 |  |  | 2004-09-01 | Out-patients department - HBN12 | current | HE
452 | PEL | (08) | 01 |  | 2008-02-13 | HBN | 12 | Sup.1 |  | 1990-09-01 | Genito urinary medicine clinics | archived | HE
453 | PEL | (08) | 01 |  | 2008-02-13 | HBN | 12 | Sup.2 |  | 1993-02-01 | Oral surgery, orthodontics, restorative dentistry | archived | HE
454 | PEL | (08) | 01 |  | 2008-02-13 | HBN | 12 | Sup.3 |  | 1994-04-01 | ENT and audiology clinics hearing aid centre | archived | HE
455 | PEL | (08) | 01 |  | 2008-02-13 | HBN | 12 | Sup.4 |  | 1996-05-01 | Opthalmology | archived | HE
456 | PEL | (08) | 01 |  | 2008-02-13 | HBN | 13 |  |  | 2004-04-02 | Sterile Services Department | current | HE
457 | PEL | (08) | 01 |  | 2008-02-13 | HBN | 13 | Sup.1 |  | 1994-04-01 | Ethylene oxide sterilization section | archived | HE
458 | PEL | (08) | 01 |  | 2008-02-13 | HBN | 20 |  |  | 2001-08-01 | Facilities for Mortuary and Post-Mortem Room Services | archived | HE
459 | PEL | (08) | 01 |  | 2008-02-13 | HBN | 22 |  |  | 2005-04-04 | Accident & Emergency Facilities for Adults and Children | archived | HE
460 | PEL | (08) | 01 |  | 2008-02-13 | HBN | 26 | 1 |  | 2004-10-07 | Facilities for Surgical Procedures Volume 1 | current | HE
461 | PEL | (08) | 01 |  | 2008-02-13 | HBN | 37 |  |  | 2005-04-12 | In-patient Facilities for Older People | archived | HE
462 | PEL | (08) | 01 |  | 2008-02-13 | HBN | 57 |  |  | 2003-07-03 | Facilities for Critical Care | archived | HE
463 | PEL | (08) | 01 |  | 2008-02-13 | HTM | 54 |  |  | 2005-03-08 | User Manual | archived | HE
464 | PEL | (08) | 01 |  | 2008-02-13 | HTM | 56 |  |  | 2005-08-17 | Partitions | archived | HE
465 | PEL | (08) | 01 |  | 2008-02-13 | HTM | 57 |  |  | 2005-03-14 | Internal Glazing | archived | HE
466 | PEL | (08) | 01 |  | 2008-02-13 | HTM | 58 |  |  | 2005-03-14 | Internal Door Sets | archived | HE
467 | PEL | (08) | 01 |  | 2008-02-13 | HTM | 59 |  |  | 2005-04-05 | Ironmongery | archived | HE
468 | PEL | (08) | 01 |  | 2008-02-13 | HTM | 60 |  |  | 2005-03-06 | Ceilings | archived | HE
469 | PEL | (08) | 01 |  | 2008-02-13 | HTM | 62 |  |  | 2005-03-06 | Demountable Storage Systems | archived | HE
470 | PEL | (08) | 01 |  | 2008-02-13 | HTM | 63 |  |  | 2005-03-06 | Fitted Storage Systems | archived | HE
471 | PEL | (08) | 01 |  | 2008-02-13 | HTM | 65 |  |  | 2005-05-04 | Wayfinding (supersedes HTM 65 ‘Signs’) | review | HE
472 | PEL | (08) | 01 |  | 2008-02-13 | HTM | 66 |  |  | 2005-03-02 | Cubicle Curtain Track | current | HE
473 | PEL | (08) | 01 |  | 2008-02-13 | HTM | 67 |  |  | 2005-03-06 | Laboratory Fitting Out Systems | current | HE
474 | PEL | (08) | 01 |  | 2008-02-13 | HTM | 69 |  |  | 2005-07-12 | Protection | archived | HE
475 | PEL | (08) | 01 |  | 2008-02-13 | MES | C14 |  |  | 2003-03-01 | C14 - Sterilizers [issued under PEL(04)16] | archived | HE
476 | PEL | (08) | 01 |  | 2008-02-13 | MES | C15 |  |  | 2004-07-01 | C15 - Small Steam Sterilizers [issued under PEL(04)16] | archived | HE
477 | PEL | (08) | 01 |  | 2008-02-13 | MES | C30 |  |  | 2001-12-02 | C30 - Washer Disinfectors for Surgical Instruments [C30 part of series but omitted on PEL 04 16] | archived | HE
478 | PEL | (08) | 01 |  | 2008-02-13 | MES | C31 |  |  | 2004-07-01 | C31 - Small Washer Disinfectors for Surgical Instruments [issued under PEL(04)16] | archived | HE
479 | PEL | (08) | 01 |  | 2008-02-13 | MES | C32 |  |  | 2003-12-07 | C32 - Automated Endoscope Reprocessors [issued under PEL(04)16] | archived | HE
480 | PEL | (07) | 21 |  | 2007-12-11 | [5 empty] | Safety Alert Broadcast System | archived | HE
481 | PEL | (07) | 20 | [8 empty] | not issued | n/a
482 | PEL | (07) | 19 |  | 2007-09-18 | [5 empty] | Construction Statistics NI 2007 No 3 | archived | HE
483 | PEL | (07) | 19 |  | 2007-09-18 | [5 empty] | Construction Statistics NI 2007 No.3 - issued under PEL(07)19 | archived | HE
484 | PEL | (07) | 18 |  | 2007-09-03 | [5 empty] | Using Mobile Phones in HSC Hospitals | archived | HE
485 | PEL | (07) | 17 | [8 empty] | not issued | n/a
486 | PEL | (07) | 16 | [8 empty] | not issued | n/a
487 | PEL | (07) | 15 |  | 2007-09-06 | [5 empty] | Substainability Action Plan Guidance Note 6 | archived | HE
488 | PEL | (07) | 14 |  | 2007-06-13 | [5 empty] | Construction Statistics NI 2007 NO2 | archived | HE
489 | PEL | (07) | 14 |  | 2007-06-13 | [5 empty] | Construction Statistics NI 2007 No.2 - issued under PEL(07)14 | archived | HE
490 | PEL | (07) | 13 |  | 2007-06-01 | [5 empty] | Public Sector PSTN Services Framework Contract | archived | HE
491 | PEL | (07) | 12 |  | 2007-05-30 | [5 empty] | NPSA National Colour Coding Scheme | archived | HE
492 | PEL | (07) | 11 |  | 2007-06-27 | [5 empty] | Value for Money PAC Paddington Health Campus Scheme | archived | HE
493 | PEL | (07) | 10 | s1 | 2007-12-11 | [5 empty] | New Suite of Health Technical Memorandum Update | archived | HE
494 | PEL | (07) | 10 | s1 | 2007-12-11 | HTM | 00 |  |  | 2007-05-30 | Policies and principles – best practice guidance for healthcare engineering | archived | HE
495 | PEL | (07) | 10 | s1 | 2007-12-11 | HTM | 01 | 01 |  | 2007-10-01 | Decontamination of reusable medical devices Part A: Management and environment | archived | HE
496 | PEL | (07) | 10 | s1 | 2007-12-11 | HTM | 02 | 01 |  | 2006-05-01 | Medical gas pipeline systems Part A: Design, installation, validation and verification | current | HE
497 | PEL | (07) | 10 | s1 | 2007-12-11 | HTM | 02 | 01 |  | 2006-05-01 | Medical gas pipeline systems Part B: Operational management (Incorporating forms: Bacteria Filter Permit to Work, Low Hazard Permit to Work and High Hazard Permit to Work) | current | HE
498 | PEL | (07) | 10 | s1 | 2007-12-11 | HTM | 03 | 01 |  | 2007-11-01 | Heating & Ventilation Systems Specialised ventilation for healthcare premises Part A: Design and validation | current | HE
499 | PEL | (07) | 10 | s1 | 2007-12-11 | HTM | 03 | 01 |  | 2007-11-01 | Heating & Ventilation Systems Specialised ventilation for healthcare premises Part B: Operational management and performance verification | current | HE
500 | PEL | (07) | 10 | s1 | 2007-12-11 | HTM | 04 | 01 |  | 2006-10-01 | Water systems: The control of Legionella, hygiene, “safe” hot water, cold water and drinking water systems Part A: Design, installation and testing | archived | HE
501 | PEL | (07) | 10 | s1 | 2007-12-11 | HTM | 04 | 01 |  | 2006-10-01 | Water systems: The control of Legionella, hygiene, “safe” hot water, cold water and drinking water systems Part B: Operational management | archived | HE
502 | PEL | (07) | 10 | s1 | 2007-12-11 | HTM | 06 | 01 |  | 2007-05-30 | Electrical services supply and distribution Part A: Design considerations | archived | HE
503 | PEL | (07) | 10 | s1 | 2007-12-11 | HTM | 06 | 01 |  | 2007-05-30 | Electrical services supply and distribution Part B: Operational management | archived | HE
504 | PEL | (07) | 10 | s1 | 2007-12-11 | HTM | 06 | 02 |  | 2006-10-01 | Electrical services: Electrical safety guidance for low voltage systems (Incorporating Electrical Safety Handbook) | current | HE
505 | PEL | (07) | 10 | s1 | 2007-12-11 | HTM | 06 | 03 |  | 2006-10-01 | Electrical services: Electrical safety guidance for high voltage systems (Incorporating Authorised Persons Handbook and Sanction-for-test form) | current | HE
506 | PEL | (07) | 10 | s1 | 2007-12-11 | HTM | 08 | 06 |  | 2007-03-05 | Pathology laboratory gas systems Published | archived | HE
507 | PEL | (07) | 10 |  | 2007-05-30 | [5 empty] | New Suite of HTM & Planned Audit of Trust Compliance | archived | HE
508 | PEL | (07) | 09 |  | 2007-05-10 | [5 empty] | Hospital Isolation Facilities | review | HE
509 | PEL | (07) | 08 |  | 2007-05-01 | [5 empty] | Design Guidance Hoists | review | HE
510 | PEL | (07) | 08 |  | 2007-08-08 | [5 empty] | Design Guidance - Hoists Supplement 1 | review | HE
511 | PEL | (07) | 07 |  | 2007-08-13 | [5 empty] | Sustainable Development and the DHSSPS Environmental Data Gathering System | archived | HE
512 | PEL | (07) | 06 |  | 2007-03-01 | [5 empty] | Fire Safety Firecode Compliance 2006/2007 | archived | HE
513 | PEL | (07) | 05 |  | 2007-05-01 | [5 empty] | Field Service Notices | archived | HE
514 | PEL | (07) | 04 |  | 2007-02-01 | [5 empty] | Construction Statistics 2007 No1 Feb 07 | archived | HE
515 | PEL | (07) | 04 |  | 2007-02-01 | [5 empty] | Construction Statistics NI 2007 No.1 - issued under PEL(07)04 | archived | HE
516 | PEL | (07) | 03 |  | 2007-01-01 | HTM | 07 | 01 |  | 2006-12-01 | Hazardous Waste Management | archived | HE
517 | PEL | (07) | 02 |  | 2007-04-13 | [5 empty] | Sustainable Action Plan Guidance No5 | archived | HE
518 | PEL | (07) | 01 |  | 2007-01-10 | [5 empty] | Food and Nutritional Care in Hospitals | archived | HE
519 | PEL | (06) | 18 |  | 2006-08-01 | [5 empty] | Construction Statistics NI 2006 No3 | archived | HE
520 | PEL | (06) | 18 |  | 2006-08-01 | [5 empty] | Construction Statistics NI 2006 No.3 - issued under PEL(06)18 | archived | HE
521 | PEL | (06) | 17 |  | 2006-08-09 | [5 empty] | Strengthening Assurance of HSS Trust Compliance with NIAIC Areas | archived | HE
522 | PEL | (06) | 16 | [8 empty] | not issued | n/a
523 | PEL | (06) | 15 | [8 empty] | not issued | n/a
524 | PEL | (06) | 14 |  | 2006-06-01 | [5 empty] | Buildsafe - New Contract Conditions | archived | HE
525 | PEL | (06) | 13 |  | 2006-06-23 | [5 empty] | Changes to Contract Conditions - Protection of Information | archived | HE
526 | PEL | (06) | 12 |  | 2006-06-06 | [5 empty] | Changes to Contract Conditions - Equality of Opportunity | archived | HE
527 | PEL | (06) | 11 |  | 2006-05-31 | [5 empty] | Procurement Strategy for the HPSS | archived | HE
528 | PEL | (06) | 10 |  | 2006-06-01 | [5 empty] | Environmental Reporting System | archived | HE
529 | PEL | (06) | 09 | [8 empty] | not issued | n/a
530 | PEL | (06) | 08 |  | 2006-05-01 | HTM | 07 | 02 |  | 2005 | Encode | archived | HE
531 | PEL | (06) | 07 |  | 2006-05-01 | [5 empty] | Construction Statistics NI 2006 N02 | archived | HE
532 | PEL | (06) | 07 |  | 2006-05-01 | [5 empty] | Construction Statistics NI 2006 No.2 - issued under PEL(06)07 | archived | HE
533 | PEL | (06) | 06 |  | 2006-05-01 | [5 empty] | Welsh NHS Energy Audit Report | archived | HE
534 | PEL | (06) | 05 |  | 2006-04-01 | [5 empty] | Publications CD-ROM Issue 4 | archived | HE
535 | PEL | (06) | 05 |  | 2006-04-01 | [5 empty] | Carbon/Energy Management in Healthcare – Best Practice Advice for the NHS in England on meeting the mandatory Carbon/Energy targets – March 2000 – March 2010 | archived | HE
536 | PEL | (06) | 05 |  | 2006-04-01 | HBN | 28 |  |  | 2006-12-04 | Facilities for Cardiac Services | review | HE
537 | PEL | (06) | 05 |  | 2006-04-01 | HFN | 11 |  |  | 1995-11-01 | Environmental Management in Healthcare - HFN 11 | archived | HE
538 | PEL | (06) | 05 |  | 2006-04-01 | HBN | 23 |  |  | 2004-11-01 | Hospital Accommodation for Children & Young People – HBN 23 | current | HE
539 | PEL | (06) | 04 |  | 2006-04-01 | [5 empty] | NHS Environmental Assessment Tool | archived | HE
540 | PEL | (06) | 03 |  | 2006-03-01 | [5 empty] | Sustainable Action Plan - Guidance | archived | HE
541 | PEL | (06) | 02 |  | 2006-03-01 | [5 empty] | Firecode compliance Costs 2005/2006 | archived | HE
542 | PEL | (06) | 01 |  | 2006-02-08 | [5 empty] | Construction Statistics NI 2006 N01 Feb | archived | HE
543 | PEL | (06) | 01 |  | 2006-02-08 | [5 empty] | Construction Statistics NI 2006 No.1 - issued under PEL(06)01 | archived | HE
544 | PEL | (05) | 15 |  | 2005-11-28 | HTM | 2030 |  |  | 1997-10-08 | Hine Review of Endoscope Decontamination: Rinse Water Testing | archived | HE
545 | PEL | (05) | 14 |  | 2006-11-01 | [5 empty] | Re-write of Safe Disposal of Clinical Waste: Consultation Draft –“Safe Management and Disposal of Healthcare Waste” | archived | HE
546 | PEL | (05) | 13 |  | 2005-10-12 | [5 empty] | “Cleanliness Matters” – A Regional Strategy for Improving the Standard of Environmental cleanliness in HSS Trusts | current | IID
547 | PEL | (05) | 12 |  | 2005-08-01 | [5 empty] | Regional Working Group – Voice Telecommunication Requirements | archived | HE
548 | PEL | (05) | 11 |  | 2005-08-12 | [5 empty] | Construction Statistics NI 2005 No.2 | archived | HE
549 | PEL | (05) | 11 |  | 2005-08-12 | [5 empty] | Construction Statistics NI 2005 No.2 - issued under PEL(05)11 | archived | HE
550 | PEL | (05) | 10 |  | 2005-08-08 | HFN | 30 |  |  | 2002-01-01 | HFN 30: Infection Control in the Built Environment | review | HE
551 | PEL | (05) | 10 |  | 2005-08-08 | HFN | 30 |  |  | 2002-01-01 | HFN 30: Infection Control in the Built Environment | review | HE
552 | PEL | (05) | 09 |  | 2005-06-01 | FPN | 11 |  |  | 2003-07-01 | Firecode FPN 11 – Reducing Unwanted Fire Signals in Healthcare Premises | archived | HE
553 | PEL | (05) | 08 | [8 empty] | not issued | n/a
554 | PEL | (05) | 07 |  | 2005-08-08 | [5 empty] | “Non-touch” Taps for Hand Washing | archived | HE
555 | PEL | (05) | 06 |  | 2005-04-01 | [5 empty] | Publications CD-ROM Issue 3 | archived | HE
556 | PEL | (05) | 05 |  | 2005-04-01 | [5 empty] | Construction Statistics NI 2005 No.1 | archived | HE
557 | PEL | (05) | 05 |  | 2005-04-01 | [5 empty] | Construction Statistics NI 2005 No.1 - issued under PEL(05)05 | archived | HE
558 | PEL | (05) | 04 |  | 2005-03-01 | [5 empty] | Fire Safety: Firecode Compliance 2004/2005 | archived | HE
559 | PEL | (05) | 03 |  | 2005-03-21 | [5 empty] | Audit Scotland: Hospital Cleaning & National Audit Office for Wales: The Management and Delivery of Hospital Cleaning Services in Wales | archived | IID
560 | PEL | (05) | 02 |  | 2005-02-01 | [5 empty] | Estate Briefing No. 8 | archived | HE
561 | PEL | (05) | 02 |  | 2005-02-01 | [5 empty] | Estate Briefing No 8 - issued under PEL(05)02 | archived | HE
562 | PEL | (05) | 01 |  | 2005-03-01 | [5 empty] | Publications CD-ROM Issue 2 | archived | HE
563 | PEL | (04) | 23 |  | 2004-12-01 | [5 empty] | Online National Decontamination Training Programme | archived | HE
564 | PEL | (04) | 22 |  | 2004-11-08 | [5 empty] | NIAIC Device Bulletins and other Guidance Publications | archived | HE
565 | PEL | (04) | 22 | 1 | 2006-03-07 | [5 empty] | Supp 1 Update – Availability of MHRA Device Bulletins and other Guidance Publications | archived | HE
566 | PEL | (04) | 21 |  | 2004-10-01 | [5 empty] | Construction Statistics NI 2004 No.3 | archived | HE
567 | PEL | (04) | 21 |  | 2004-10-01 | [5 empty] | Construction Statistics NI 2004 No.3 - issued under PEL(04)21 | archived | HE
568 | PEL | (04) | 20 |  | 2004-09-01 | [5 empty] | Memorandum by Auditor General for Wales - Further Examination of Matters Arising from the Disposal of Mid-Wales Hospital | archived | IID
569 | PEL | (04) | 19 |  | 2004-09-01 | [5 empty] | Northern Ireland Audit Office Report on the Management of Surplus Land and Property in the HPSS Estate | archived | IID
570 | PEL | (04) | 18 |  | 2005-01-05 | [5 empty] | Art in Capital Projects within the HPSS Estate | archived | IID
571 | PEL | (04) | 17 |  | 2004-10-01 | [5 empty] | Publications 2004 CD-ROM Issue1 | archived | HE
572 | PEL | (04) | 16 |  | 2004-08-01 | [5 empty] | Model Engineering Specifications | archived | HE
573 | PEL | (04) | 15 |  | 2004-08-01 | [5 empty] | Valuation and Lands Agency | archived | IID
574 | PEL | (04) | 14 |  | 2004-07-01 | [5 empty] | Construction Statistics 2004 No.2 | archived | HE
575 | PEL | (04) | 13 |  | 2004-06-22 | [5 empty] | Health Estates Decontamination Testing Service | archived | HE
576 | PEL | (04) | 13 | 1 | 2006-04-13 | [5 empty] | Supp 1 Health Estates Decontamination Testing Service 2006/2007 | archived | HE
577 | PEL | (04) | 12 |  | 2004-06-01 | [5 empty] | The Buildsafe - NI Initiative | archived | HE
578 | PEL | (04) | 11 |  | 2004-06-01 | [5 empty] | Building Better Healthcare Awards 2004 | archived | HE
579 | PEL | (04) | 10 |  | 2004-05-26 | [5 empty] | Transfer of Facilities Management Policy to Health Estates | archived | HE
580 | PEL | (04) | 09 |  | 2004-05-20 | [5 empty] | Standardisation of Crash Call Numbers in HPSS Trusts | archived | HE
581 | PEL | (04) | 08 | [8 empty] | not issued | n/a
582 | PEL | (04) | 07 |  | 2004-04-01 | [5 empty] | Construction Statistics NI 2004 No.1 | archived | HE
583 | PEL | (04) | 06 |  | 2004-03-29 | [5 empty] | Authorising Engineer/Person Service | archived | HE
584 | PEL | (04) | 05 |  | 2004-03-01 | [5 empty] | Achieving Excellence – Design Evaluations Tool Kit – AEDET | archived | HE
585 | PEL | (04) | 04 |  | 2004-04-01 | [5 empty] | Standards for Space Around the Acute Beds in Wards and Acute Single Rooms in Hospital | archived | HE
586 | PEL | (04) | 03 |  | 2004-02-01 | [5 empty] | GC/Works8 Specialist Term Contract for Management of Equipment | archived | HE
587 | PEL | (04) | 03 |  | 2004-02-01 | [5 empty] | GC/Works/8 published under PEL(04)03 | archived | HE
588 | PEL | (04) | 02 |  | 2004-02-01 | [5 empty] | Fire Safety: Firecode Compliance 2003/04 | archived | HE
589 | PEL | (04) | 01 |  | 2004-01-23 | [5 empty] | SARS Contingency Planning: Requirements for Segregation Rooms in all A&E Departments and Minor Injuries Units | review | HE
590 | PEL | (03) | 26 |  | 2003-12-01 | [5 empty] | Construction Statistics NI 2003 No. 5 | archived | HE
591 | PEL | (03) | 25 |  | 2003-11-01 | [5 empty] | Improving the Government Construction Client; The Achieving Excellence Initiative for Northern Ireland | archived | HE
592 | PEL | (03) | 24 |  | 2003-11-01 | [5 empty] | Annual Firecode Compliance Certificate – Change in Return | archived | HE
593 | PEL | (03) | 23 |  | 2003-10-01 | [5 empty] | Construction Statistics NI 2003 No. 4 | archived | HE
594 | PEL | (03) | 22 |  | 2003-10-01 | [5 empty] | New NHS Environmental Assessment Tool (NEAT) | archived | HE
595 | PEL | (03) | 21 |  | 2002-10-01 | [5 empty] | Sustainability Action Plan | archived | HE
596 | PEL | (03) | 21 | 1 | 2004-07-01 | [5 empty] | Sustainability Action Plan | archived | HE
597 | PEL | (03) | 20 |  | 2003-11-01 | As Titled |  |  |  | 2000-07-02 | Facilities for Rehabilitation Services | review | HE
598 | PEL | (03) | 19 |  | 2003-09-04 | [5 empty] | Progress Towards Compliance with the New Duty to Manage Asbestos in Premises from May 2004 | archived | HE
599 | PEL | (03) | 18 | [8 empty] | not issued | n/a
600 | PEL | (03) | 17 |  | 2003-08-01 | [5 empty] | Public Private Partnerships in the NHS The Design Development Protocol for PFI Schemes | archived | HE
601 | PEL | (03) | 16 |  | 2003-07-01 | [5 empty] | Construction Statistics NI 2003 No. 3 | archived | HE
602 | PEL | (03) | 15 |  | 2003-06-01 | [5 empty] | General Building and Engineering Contractual Matter | archived | HE
603 | PEL | (03) | 14 |  | 2003-07-01 | [5 empty] | GC/Works/2 Form of Contract for Mechanical and Electrical Engineering Minor Works | archived | HE
604 | PEL | (03) | 14 |  | 2003-07-01 | [5 empty] | GC/Works/3 published under PEL(03)14 | archived | HE
605 | PEL | (03) | 13 |  | 2003-06-01 | [5 empty] | GC/Works/2 Form of Contract for Building and Civil Engineering Minor Works | archived | HE
606 | PEL | (03) | 13 |  | 2003-06-01 | [5 empty] | GC/Works/2 published under PEL(03)13 | archived | HE
607 | PEL | (03) | 12 | [8 empty] | not issued | n/a
608 | PEL | (03) | 11 |  | 2003-05-01 | [5 empty] | New Duty To Manage Asbestos In Premises | archived | HE
609 | PEL | (03) | 10 |  | 2003-05-01 | [5 empty] | Construction Statistics 2003 No.2 | archived | HE
610 | PEL | (03) | 09 |  | 2003-04-01 | [5 empty] | GC/Works/1 Form Of Contract For Major Building And Civil Engineering Works | archived | HE
611 | PEL | (03) | 09 |  | 2003-04-01 | [5 empty] | GC/Works/1 published under PEL(03)09 | archived | HE
612 | PEL | (03) | 08 |  | 2003-03-27 | [5 empty] | Medical Device/Equipment Alerts - High Voltage Alerts | archived | HE
613 | PEL | (03) | 07 |  | 2003-03-24 | [5 empty] | Guidelines For Magnetic Resonance Equipment In Clinical Use | archived | HE
614 | PEL | (03) | 06 |  | 2003-03-01 | [5 empty] | Construction Statistics Ni 2003 No 1 | archived | HE
615 | PEL | (03) | 05 |  | 2003-03-01 | [5 empty] | Diagnostic And Treatment Centres: ACAD Central Middlesex Hospital: An Evaluation | archived | HE
616 | PEL | (03) | 05 |  | 2003-03-01 | [5 empty] | Diagnostic and Treatment Centres, ACAD, Central Middlesex Hospital – An Evaluation. | archived | HE
617 | PEL | (03) | 04 |  | 2003-03-01 | [5 empty] | Suicide Risks Associated With Non-Collapsible Curtain Rail Suspension Systems And Other Fixtures | archived | HE
618 | PEL | (03) | 03 |  | 2003-03-01 | [5 empty] | Aggregates Tax | archived | HE
619 | PEL | (03) | 02 |  | 2003-01-01 | [5 empty] | Value for Money: Waste Management in the HPSS | archived | HE
620 | PEL | (03) | 01 |  | 2003-01-17 | [5 empty] | Consultation with HPSS on Revised Warning Notice Format | archived | HE
621 | PEL | (02) | 22 |  | 2002-12-01 | [5 empty] | Diagnostic and Treatment Centre – The Way Forward | review | HE
622 | PEL | (02) | 21 |  | 2002-11-01 | [5 empty] | Fire Service Industrial Action | archived | HE
623 | PEL | (02) | 20 |  | 2002-11-13 | [5 empty] | Fire Safety | archived | HE
624 | PEL | (02) | 19 |  | 2002-11-01 | [5 empty] | Achieving Excellence | archived | HE
625 | PEL | (02) | 18 |  | 2002-11-01 | [5 empty] | Fire Safety: Firecode Compliance | archived | HE
626 | PEL | (02) | 17 |  | 2002-11-01 | [5 empty] | Construction Stats No3 2002 | archived | HE
627 | PEL | (02) | 16 |  | 2002-11-01 | [5 empty] | ConstructionLine | archived | HE
628 | PEL | (02) | 15 |  | 2002-10-01 | [5 empty] | Joint N/S Contract for Collection, Transportation, Treatment & Disposal of Clinical Waste – Revised Contractual Arrangements & Costs | archived | HE
629 | PEL | (02) | 14 |  | 2002-10-01 | [5 empty] | Fire Service Strike | archived | HE
630 | PEL | (02) | 13 |  | 2002-09-26 | [5 empty] | ConstructionLine (postponement) | archived | HE
631 | PEL | (02) | 12 |  | 2002-09-01 | [5 empty] | Estate Briefing No 7 | archived | HE
632 | PEL | (02) | 12 |  | 2002-09-01 | [5 empty] | Estate Briefing No 7 - issued under PEL(02)12 | archived | HE
633 | PEL | (02) | 11 |  | 2002-10-01 | [5 empty] | Fire Safety in the HPSS Annual Report 2001 | archived | HE
634 | PEL | (02) | 10 |  | 2002-09-01 | [5 empty] | Guidance & Pharmaceutical Waste | archived | HE
635 | PEL | (02) | 09 |  | 2002-08-01 | [5 empty] | Construction Statistics NI 2002 No. 2 | archived | HE
636 | PEL | (02) | 08 |  | 2002-07-01 | [5 empty] | Selection of Contractors and Consultants for Construction Activities | archived | HE
637 | PEL | (02) | 07 |  | 2002-06-01 | [5 empty] | Northern Ireland Adverse Incident Centre (NIAIC) Review 2002 | archived | HE
638 | PEL | (02) | 06 |  | 2002-05-24 | [5 empty] | Introduction of Dangerous Incident Notification | archived | HE
639 | PEL | (02) | 05 |  | 2002-03-01 | [5 empty] | Construction Statistics NI 2002 No.1 | archived | HE
640 | PEL | (02) | 04 |  | 2002-03-01 | [5 empty] | Storage and Management of Legal Title Documents and Deeds | review | IID
641 | PEL | (02) | 03 |  | 2002-03-12 | [5 empty] | Estate Briefing No.6 | archived | HE
642 | PEL | (02) | 02 |  | 2002-01-01 | [5 empty] | Housing Association | review | IID
643 | PEL | (02) | 01 |  | 2002-01-01 | [5 empty] | NIAIC Website | archived | HE
644 | PEL | (01) | 18 |  | 2001-12-01 | [5 empty] | Construction Statistics NI 2001 NO 2 | archived | HE
645 | PEL | (01) | 17 |  | 2001-12-01 | [5 empty] | Disposal of Clinical Waste – Joint North/South Contract. First Year Contract Manager’s Report | archived | HE
646 | PEL | (01) | 16 |  | 2001-12-01 | [5 empty] | Fire Safety: Firecode Compliance | archived | HE
647 | PEL | (01) | 15 | [7 empty] | PSTN Call Off Contract | archived | HE
648 | PEL | (01) | 14 |  | 2001-11-01 | [5 empty] | FPNC – Arson – Reminder | archived | HE
649 | PEL | (01) | 13 |  | 2001-10-01 | [5 empty] | Devices in Practice | archived | HE
650 | PEL | (01) | 12 |  | 2001-11-01 | [5 empty] | Construction Statistics NI 2001 No 1 | archived | HE
651 | PEL | (01) | 11 |  | 2001-11-01 | [5 empty] | The Management of Clinical Waste in the Delivery of Health and Social Care in the Community | archived | HE
652 | PEL | (01) | 10 |  | 2001-08-31 | [5 empty] | Provision of Legal Services to HSS Trusts in Relation to Land/Property Transactions | archived | IID
653 | PEL | (01) | 09 |  | 2001-08-01 | [5 empty] | Planning Policy Statement 7 – PPS 7 | archived | HE
654 | PEL | (01) | 08 |  | 2001-09-01 | [5 empty] | Fire Safety in the HPSS: Annual Report 2000 | archived | HE
655 | PEL | (01) | 07 |  | 2001-06-01 | HTM | 86 |  |  | 1997-10-05 | Fire Safety – Firecode HTM 86 Supplement, Fire Risk Assessment for Non-Patient Access Areas in Healthcare Buildings | archived | HE
656 | PEL | (01) | 06 |  | 2001-04-01 | [5 empty] | Junior Doctor’s Accommodation – Health Estates Survey 2000-2001 | archived | HE
657 | PEL | (01) | 05 |  | 2001-03-05 | [5 empty] | Cessation of Supply of Catgut Sutures | archived | HE
658 | PEL | (01) | 04 |  | 2001-02-01 | [5 empty] | Use of non approved fabrics in Ward Areas | archived | HE
659 | PEL | (01) | 03 |  | 2001-02-01 | [5 empty] | Facilities for Rehabilitation Services | archived | HE
660 | PEL | (01) | 02 |  | 2001-01-01 | [5 empty] | Business Tenancies (Northern Ireland) Order 1996 | review | IID
661 | PEL | (01) | 01 |  | 2000-01-01 | [5 empty] | NIAIC Publications 2000 | archived | HE
662 | PEL | (00) | 20 |  | 2000-12-01 | [5 empty] | Disseminating NIAIC Warning Notices and Other Guidance Material such as Device Bulletins and Evaluation Reports | archived | HE
663 | PEL | (00) | 19 |  | 2000-12-01 | [5 empty] | Disposal of Surplus Land and Buildings by Public Sector Bodies | review | IID
664 | PEL | (00) | 18 |  | 2000-12-01 | HTM | 86 |  |  | 1997-10-05 | Fire Safety – Firecode: HTM 86 Supplement, “Fire Risk Assessment for Non-Patient Access Areas in Healthcare Buildings”, (Draft for Consultation) | archived | HE
665 | PEL | (00) | 17 |  | 2000-12-01 | [5 empty] | Fire Safety: Firecode Compliance | archived | HE
666 | PEL | (00) | 16 |  | 2000-10-01 | [5 empty] | Construction Statistics NI 2000 No 3 | archived | HE
667 | PEL | (00) | 15 |  | 2000-11-01 | [5 empty] | Reporting Adverse Incidents and Disseminating Warning Notices Relating to Medical Equipment, Non-Medical Equipment, Buildings, and Plant | archived | HE
668 | PEL | (00) | 14 |  | 2000-08-01 | [5 empty] | National Audit Office Report – The Management of Medical Equipment in NHS Acute Trusts in England | archived | HE
669 | PEL | (00) | 13 |  | 2000-08-01 | [5 empty] | Estate Briefing | archived | HE
670 | PEL | (00) | 12 |  | 2000-08-01 | [5 empty] | Construction Statistics (NI) 2000 No 2. | archived | HE
671 | PEL | (00) | 11 |  | 2000-07-01 | [5 empty] | NAO Report – Royal Brompton Hospital | archived | IID
672 | PEL | (00) | 10 |  | 2000-06-01 | [5 empty] | Guide to Provision of Premises for GP Occupation | review | HE
673 | PEL | (00) | 09 |  | 2000-05-01 | [5 empty] | Mobile Communications in a Hospital Environment | archived | HE
674 | PEL | (00) | 08 |  | 2000-05-26 | [5 empty] | Construction Statistics (NI) 2000 No 1 | archived | HE
675 | PEL | (00) | 07 |  | 2000-05-01 | [5 empty] | Aspergillus | current | HE
676 | PEL | (00) | 06 |  | 2000-05-01 | [5 empty] | The Controlled Waste (Regulation Carriers and Seizure of Vehicles) | archived | HE
677 | PEL | (00) | 05 |  | 2000-04-01 | [5 empty] | Special Waste Explanatory Note | archived | HE
678 | PEL | (00) | 04 |  | 2000-04-01 | [5 empty] | Regulation 14 of Health & Safety of Workplace Regulations. | archived | HE
679 | PEL | (00) | 03 |  | 2000-02-01 | [5 empty] | Hazard Notices, Advice Notes, Safety Action Notices. | archived | HE
680 | PEL | (00) | 02 |  | 2000-02-01 | [5 empty] | Adverse Incident Reporting – Questionnaire | archived | HE
681 | PEL | (00) | 01 |  | 2000-02-01 | [5 empty] | Year 2000 Problem – Leap Year Date Change | archived | HE
682 | PEL | (99) | 56 |  | 1999-12-01 | [5 empty] | Year 2000 Problem – Utility Update (9) | archived | HE
683 | PEL | (99) | 55 |  | 1999-11-26 | [5 empty] | Firecode Compliance Certificate 1999 | archived | HE
684 | PEL | (99) | 54 | [8 empty] | not issued | n/a
685 | PEL | (99) | 53 |  | 1999-11-09 | [5 empty] | Construction Statistics (NI) No 2 | archived | HE
686 | PEL | (99) | 52 |  | 1999-10-28 | [5 empty] | Year 2000 Problem – Utility Update (8) | archived | HE
687 | PEL | (99) | 51 |  | 1999-10-20 | [5 empty] | Year 2000 Problem – Estates Contingency Planning – Updated Scottish Guidance | archived | HE
688 | PEL | (99) | 50 |  | 1999-10-29 | [5 empty] | Estate Briefing No 4 | archived | HE
689 | PEL | (99) | 49 | [8 empty] | not issued | n/a
690 | PEL | (99) | 48 |  | 1999-09-23 | [5 empty] | Firecode: Fire Precautions (Workplace) Regulations 1999. | archived | HE
691 | PEL | (99) | 47 | [8 empty] | not issued | n/a
692 | PEL | (99) | 46 |  | 1999-09-23 | [5 empty] | Firecode: Composite Panel Construction | archived | HE
693 | PEL | (99) | 45 |  | 1999-09-01 | [5 empty] | Year 2000 Problem – Estates Contingency Planning – Updated Scottish Guidance | archived | HE
694 | PEL | (99) | 44 |  | 1999-09-01 | [5 empty] | Year 2000 Problem – 09/09/99 Reporting Arrangements | archived | HE
695 | PEL | (99) | 43 |  | 1999-08-27 | [5 empty] | Year 2000 Problem – Utility Update (7) NIE Contacts | archived | HE
696 | PEL | (99) | 42 |  | 1999-08-01 | [5 empty] | Year 2000 Problem – Utility Update (6) NIE | archived | HE
697 | PEL | (99) | 41 |  | 1999-08-16 | [5 empty] | Year 2000 Problem – 09/09/99 | archived | HE
698 | PEL | (99) | 40 |  | 1999-08-12 | [5 empty] | Year 2000 Problem – Estates Contingency Planning-Updated Scottish Guidance | archived | HE
699 | PEL | (99) | 39 |  | 1999-08-10 | [5 empty] | Year 2000 Problem – Utility Update (5) NI Infrastructure Forum | archived | HE
700 | PEL | (99) | 38 |  | 1999-08-13 | [5 empty] | Construction Statistics NI 1999 No 1 [Note original issue incorrectly numbered PEL(99)33] | archived | HE
701 | PEL | (99) | 37 |  | 1999-08-16 | HTM | 65 |  |  | 1999-07-22 | Wayfinding | archived | HE
702 | PEL | (99) | 36 | [8 empty] | not issued | n/a
703 | PEL | (99) | 35 |  | 1999-08-02 | As Titled |  |  |  | 1998 | Fire Safety in the HPSS: 1998 Annual Report | archived | HE
704 | PEL | (99) | 34 |  | 1999-07-23 | HTM | 87 |  |  | 1999-05-02 | Firecode: HTM87 Textiles and Furniture | archived | HE
705 | PEL | (99) | 33 |  | 1999-06-23 | [5 empty] | Year 2000 Problem – ECRI Publication on Testing of Medical Devices | archived | HE
706 | PEL | (99) | 32 |  | 1999-07-09 | [5 empty] | Environmental Protection (Destruction of Polychlorinated Biphenyls and other Injurious Substances/Regulations | archived | HE
707 | PEL | (99) | 31 |  | 1999-06-25 | [5 empty] | Year 2000 Problem – Medical Devices and Equipment in the Community | archived | HE
708 | PEL | (99) | 30 |  | 1999-08-11 | [5 empty] | Year 2000 Problem – Contingency Planning Templates | archived | HE
709 | PEL | (99) | 29 |  | 1999-06-02 | [5 empty] | Year 2000 Problem – Interim Update Report on Critical Medical Devices and Estate Equipment | archived | HE
710 | PEL | (99) | 28 |  | 1999-06-02 | [5 empty] | Year 2000 Problem – Laboratory Equipment and Embedded Systems | archived | HE
711 | PEL | (99) | 27 |  | 1999-05-13 | [5 empty] | Year 2000 Problem – Non IT Systems – Critical and at Risk Equipment | archived | HE
712 | PEL | (99) | 26 |  | 1999-04-22 | [5 empty] | Year 2000 Problem – Utility Update (3) Vodafone | archived | HE
713 | PEL | (99) | 25 |  | 1999-04-09 | [5 empty] | Year 2000 Problem – Utility Update (2) | archived | HE
714 | PEL | (99) | 24 |  | 1999-03-30 | [5 empty] | Estate Analysis Report for 1997/98 | archived | HE
715 | PEL | (99) | 23 |  | 1999-05-01 | [5 empty] | Year 2000 Problem – Continuity and Contingency Planning for Medical Devices in use within the HPSS | archived | HE
716 | PEL | (99) | 22 |  | 1999-05-01 | [5 empty] | Year 2000 Problem – Testing of Estates Systems and Medical Devices | archived | HE
717 | PEL | (99) | 21 |  | 1999-05-06 | [5 empty] | Year 2000 Problem – Utility Update (4) | archived | HE
718 | PEL | (99) | 20 | [8 empty] | not issued | n/a
719 | PEL | (99) | 19 |  | 1999-04-02 | [5 empty] | Joint Code of Practice on the Protection from Fire of Construction Sites and Buildings Undergoing Renovation | archived | HE
720 | PEL | (99) | 18 |  | 1999-03-29 | [5 empty] | Clinical Waste Disposal – Training Package - Management of Clinical Waste | archived | HE
721 | PEL | (99) | 18 |  | 1999-04-15 | [5 empty] | Clinical Waste Disposal – Training Package - Management of Clinical Waste - Amendment | archived | HE
722 | PEL | (99) | 17 |  | 1999-04-13 | [5 empty] | Special Waste Regulations (Northern Ireland) 1998 | archived | HE
723 | PEL | (99) | 16 | [8 empty] | not issued | n/a
724 | PEL | (99) | 15 |  | 2019-03-01 | [5 empty] | Year 2000 Problem – Non-IT (Embedded) Systems – Water Service Contacts for Contingency Planning | archived | HE
725 | PEL | (99) | 14 | [8 empty] | not issued | n/a
726 | PEL | (99) | 13 |  | 1999-03-08 | [5 empty] | Year 2000 Problem – Non-IT (Embedded) Systems – Estates Contingency Planning | archived | HE
727 | PEL | (99) | 12 |  | 1999-03-08 | [5 empty] | Year 2000 Problem – Non-IT (Embedded) Systems – Critical and at Risk Equipment | archived | HE
728 | PEL | (99) | 11 |  | 1999-03-03 | [5 empty] | Returns to Estate Policy Directorate, Health Estates | archived | HE
729 | PEL | (99) | 10 |  | 1999-03-02 | [5 empty] | Year 2000 Problem – Non-IT (Embedded) Systems – Estates Contingency Planning | archived | HE
730 | PEL | (99) | 09 |  | 15/03/99 | [5 empty] | Clinical Waste Disposal – Policy for Segregation Packaging and Storage | archived | HE
731 | PEL | (99) | 09 | 1 | 18/05/99 | [5 empty] | Clinical Waste Disposal – Policy for Segregation Packaging and Storage - Revision | archived | HE
732 | PEL | (99) | 08 |  | 1999-03-08 | HBN | 56 |  |  | 1998 | Schedules of Accommodation | review | HE
733 | PEL | (99) | 08 |  | 1999-03-08 | [5 empty] | Admission & Assessment Unit SOA | review | HE
734 | PEL | (99) | 08 |  | 1999-03-08 | [5 empty] | Admission Assessment Unit OP | review | HE
735 | PEL | (99) | 08 |  | 1999-03-08 | [5 empty] | Adult Acute OP | review | HE
736 | PEL | (99) | 08 |  | 1999-03-08 | [5 empty] | Adult Acute SOA | review | HE
737 | PEL | (99) | 08 |  | 1999-03-08 | [5 empty] | Body Store OP | review | HE
738 | PEL | (99) | 08 |  | 1999-03-08 | [5 empty] | Body Store SOA | review | HE
739 | PEL | (99) | 08 |  | 1999-03-08 | [5 empty] | Catering Department SOA | review | HE
740 | PEL | (99) | 08 |  | 1999-03-08 | [5 empty] | Clinical Equipment Library OP | review | HE
741 | PEL | (99) | 08 |  | 1999-03-08 | [5 empty] | Clinical Equipment Library SOA | review | HE
742 | PEL | (99) | 08 |  | 1999-03-08 | [5 empty] | Coronary Care Unit OP | review | HE
743 | PEL | (99) | 08 |  | 1999-03-08 | [5 empty] | Coronary Care Unit SOA | review | HE
744 | PEL | (99) | 08 |  | 1999-03-08 | [5 empty] | Critical Care Unit OP | review | HE
745 | PEL | (99) | 08 |  | 1999-03-08 | [5 empty] | Critical Care Unit SOA | review | HE
746 | PEL | (99) | 08 |  | 1999-03-08 | [5 empty] | Day Endoscopy OP | review | HE
747 | PEL | (99) | 08 |  | 1999-03-08 | [5 empty] | Day Obstetric Unit OP | review | HE
748 | PEL | (99) | 08 |  | 1999-03-08 | [5 empty] | Day Obstetric Unit SOA | review | HE
749 | PEL | (99) | 08 |  | 1999-03-08 | [5 empty] | Day Surgery Endoscopy SOA | review | HE
750 | PEL | (99) | 08 |  | 1999-03-08 | [5 empty] | Emergency Department OP | review | HE
751 | PEL | (99) | 08 |  | 1999-03-08 | [5 empty] | Emergency Department SOA | review | HE
752 | PEL | (99) | 07 |  | 1999-03-08 | HBN | 35 | 2 |  | 1998 | Accommodation for people with mental illness - Part 2 Treatment and care in the community | archived | HE
753 | PEL | (99) | 06 |  | 1999-02-26 | [5 empty] | The Healthy Transport Toolkit | archived | HE
754 | PEL | (99) | 05 |  | 1999-02-01 | [5 empty] | Year 2000 Problem – Utility Update | archived | HE
755 | PEL | (99) | 04 |  | 1999-02-03 | [5 empty] | RIBA/Department of Health Architecture and Healthcare Award | archived | HE
756 | PEL | (99) | 03 |  | 1999-02-11 | [5 empty] | Year 2000 Problem – Non-IT (Embedded) Systems | archived | HE
757 | PEL | (99) | 03 | 1 | 1999-02-15 | [5 empty] | Year 2000 Problem – Non-IT (Embedded) Systems Amendment 1 | archived | HE
758 | PEL | (99) | 02 |  | 1999-01-13 | HTM | 81 |  |  | 1996-05-05 | Fire Precautions in New Hospitals | archived | HE
759 | PEL | (99) | 01 |  | 1999-01-13 | HFN | 19 |  |  | 1998-08-02 | The Design of Residential Care and Nursing Homes for Older People | archived | HE
760 | PEL | (98) | 01 |  | 1998-03-20 | [5 empty] | Departmental Retained Estate - Performance Specification | current | IID
761 | PEL | (95) | 25 |  | 1995-06-13 | [5 empty] | Departmental Retained Estate - Interim Arrangements | extant | IID